## Menu
Worksheet Index
User Worksheets
|  | Hyperlinks | Notes
| User Input | Go to User Input
| User Working Sheet | Go to User Working Sheet | Blank worksheet for users' other workings
| Failure rate over time | Go to Failure rate over time
| Calculations | Go to Calculations
| Calculations (RIT-D) | Go to Calculations (RIT-D)
| Calc (Sensitivities) | Go to Calc (Sensitivities)
| Output | Go to Output
| Business Case Output | Go to Business Case Output
Administrator Worksheets
Hyperlinks
| Version Control | Go to Version Control
| Administrator Input | Go to Administrator Input

## User Input
Project Details
| Project Name : | Service Mains Deterioration Field Works |  |  | Internal Reference
| Year of construction | 2016 |  |  | Regulatory Category | Reliability & Power Quality Maintained
| Project Type | 3 |  |  | Asset | 1 |  |  |  | Budget Allocation
| All costs to be entered in real ($2015) | 2015
Capital Costs
| Capital Costs ($2015) |  | 2016 | 2017 | 2018 | 2019 | 2020 | 2021 | 2022 | 2023 | 2024 | 2025 | 2026 | 2027 | 2028 | 2029 | 2030 | 2031 | 2032 | 2033 | 2034 | 2035 | 2036
|  |  | $000 | $000 | $000 | $000 | $000 | $000 | $000 | $000 | $000 | $000 | $000 | $000 | $000 | $000 | $000 | $000 | $000 | $000 | $000 | $000 | $000
Technical Options
| Reference Case | Status Quo
Option 1: Perform Manual Neutral Integrity Testing | Option 1 | Perform Manual Neutral Integrity Testing
Option 2: Perform the Service Mains Deterioration Field Works for 5 Minutes Neutral Integrity Data Reads | Option 2 | Perform the Service Mains Deterioration Field Works for 5 Minutes Neutral Integrity Data Reads | 2016: 1621.2666; 2017: 950.1624; 2018: 581.2992; 2019: 624.1635; 2020: 399.8792
Option 3: Perform the Service Mains Deterioration Field Works for 1 Minutes Neutral Integrity Data Reads | Option 3 | Perform the Service Mains Deterioration Field Works for 1 Minutes Neutral Integrity Data Reads | 2016: 3000; 2017: 2000; 2018: 2000; 2019: 2000; 2020: 784
Option 4: | Option 4
Option 5: | Option 5
Operating Costs ($2015)
"Status Quo" Reference Case
|  | Unit | 2017 | 2018 | 2019 | 2020 | 2021 | 2022 | 2023 | 2024 | 2025 | 2026 | 2027 | 2028 | 2029 | 2030 | 2031 | 2032 | 2033 | 2034 | 2035 | 2036 | 2037
| Maintenance Costs | ($000)
| Negative Impact on Revenue (STPIS) | 4 | 2017 | 2018 | 2019 | 2020 | 2021 | 2022 | 2023 | 2024 | 2025 | 2026 | 2027 | 2028 | 2029 | 2030 | 2031 | 2032 | 2033 | 2034 | 2035 | 2036 | 2037
| SAIFI sustained | (no. of Interruption) |  | 0 | 0 | 0 | 0 | 0 |  | 0 | 0 | 0 | 0 | 0 |  | 0 | 0 | 0 | 0 | 0 |  | 0 | 0
| SAIDI accidental | (minutes) |  | 0 | 0 | 0 | 0 | 0 |  | 0 | 0 | 0 | 0 | 0 |  | 0 | 0 | 0 | 0 | 0 |  | 0 | 0
| MAIFI momentary | (no. of Interruption) |  | 0 | 0 | 0 | 0 | 0 |  | 0 | 0 | 0 | 0 | 0 |  | 0 | 0 | 0 | 0 | 0 |  | 0 | 0
| Call centre response | (percentage) |  | 0% | 0% | 0% | 0% | 0% |  | 0% | 0% | 0% | 0% | 0% |  | 0% | 0% | 0% | 0% | 0% |  | 0% | 0%
| Network Outage Costs |  | 2017 | 2018 | 2019 | 2020 | 2021 | 2022 | 2023 | 2024 | 2025 | 2026 | 2027 | 2028 | 2029 | 2030 | 2031 | 2032 | 2033 | 2034 | 2035 | 2036 | 2037
| Customer off supply | (minutes)
| Loss of F Factor Benefit |  | 2017 | 2018 | 2019 | 2020 | 2021 | 2022 | 2023 | 2024 | 2025 | 2026 | 2027 | 2028 | 2029 | 2030 | 2031 | 2032 | 2033 | 2034 | 2035 | 2036 | 2037
| Loss of F Factor Benefit | (No. of fire start NOT avoided)
| Costs |  | 2017 | 2018 | 2019 | 2020 | 2021 | 2022 | 2023 | 2024 | 2025 | 2026 | 2027 | 2028 | 2029 | 2030 | 2031 | 2032 | 2033 | 2034 | 2035 | 2036 | 2037
| Cost 1 | ($000)
| Cost 2 | ($000)
| Cost 3 | ($000)
| Cost 4 | ($000)
| Cost 5 | ($000)
| Risk 1 | ($000)
| Risk 2 | ($000)
| Risk 3 | ($000)
| Risk 4 | ($000)
| Risk 5 | ($000)
Option 1: Perform Manual Neutral Integrity Testing
|  |  | 2017 | 2018 | 2019 | 2020 | 2021 | 2022 | 2023 | 2024 | 2025 | 2026 | 2027 | 2028 | 2029 | 2030 | 2031 | 2032 | 2033 | 2034 | 2035 | 2036 | 2037
Option 1: Perform Manual Neutral Integrity Testing | Maintenance Costs | ($000)
| Negative Impact on Revenue (STPIS) | 5 | 2017 | 2018 | 2019 | 2020 | 2021 | 2022 | 2023 | 2024 | 2025 | 2026 | 2027 | 2028 | 2029 | 2030 | 2031 | 2032 | 2033 | 2034 | 2035 | 2036 | 2037
Option 1: Perform Manual Neutral Integrity Testing | SAIFI sustained | (no. of Interruption) | 0 | 0 | 0 | 0 | 0 | 0 |  | 0 | 0 | 0 | 0 | 0 |  | 0 | 0 | 0 | 0 | 0 |  | 0 | 0
Option 1: Perform Manual Neutral Integrity Testing | SAIDI accidental | (minutes) | 0 | 0 | 0 | 0 | 0 | 0 |  | 0 | 0 | 0 | 0 | 0 |  | 0 | 0 | 0 | 0 | 0 |  | 0 | 0
Option 1: Perform Manual Neutral Integrity Testing | MAIFI momentary | (no. of Interruption) |  | 0 | 0 | 0 | 0 | 0 |  | 0 | 0 | 0 | 0 | 0 |  | 0 | 0 | 0 | 0 | 0 |  | 0 | 0
Option 1: Perform Manual Neutral Integrity Testing | Call centre response | (percentage) |  | 0% | 0% | 0% | 0% | 0% |  | 0% | 0% | 0% | 0% | 0% |  | 0% | 0% | 0% | 0% | 0% |  | 0% | 0%
| Network Outage Costs |  | 2017 | 2018 | 2019 | 2020 | 2021 | 2022 | 2023 | 2024 | 2025 | 2026 | 2027 | 2028 | 2029 | 2030 | 2031 | 2032 | 2033 | 2034 | 2035 | 2036 | 2037
Option 1: Perform Manual Neutral Integrity Testing | Customer off supply | (minutes)
| Loss of F Factor Benefit |  | 2017 | 2018 | 2019 | 2020 | 2021 | 2022 | 2023 | 2024 | 2025 | 2026 | 2027 | 2028 | 2029 | 2030 | 2031 | 2032 | 2033 | 2034 | 2035 | 2036 | 2037
Option 1: Perform Manual Neutral Integrity Testing | Loss of F Factor Benefit | (No. of fire start NOT avoided)
| Costs |  | 2017 | 2018 | 2019 | 2020 | 2021 | 2022 | 2023 | 2024 | 2025 | 2026 | 2027 | 2028 | 2029 | 2030 | 2031 | 2032 | 2033 | 2034 | 2035 | 2036 | 2037
Option 1: Perform Manual Neutral Integrity Testing | Cost 1 | ($000) | 884 | 884 | 884 | 884 | 884 | 884 | 884 | 884 | 884 | 884 | 884 | 884 | 884 | 884 | 884 | 884 | 884 | 884 | 884 | 884
Option 1: Perform Manual Neutral Integrity Testing | Cost 2 | ($000)
Option 1: Perform Manual Neutral Integrity Testing | Cost 3 | ($000)
Option 1: Perform Manual Neutral Integrity Testing | Cost 4 | ($000)
Option 1: Perform Manual Neutral Integrity Testing | Cost 5 | ($000)
Option 1: Perform Manual Neutral Integrity Testing | Risk 1 | ($000)
Option 1: Perform Manual Neutral Integrity Testing | Risk 2 | ($000)
Option 1: Perform Manual Neutral Integrity Testing | Risk 3 | ($000)
Option 1: Perform Manual Neutral Integrity Testing | Risk 4 | ($000)
Option 1: Perform Manual Neutral Integrity Testing | Risk 5 | ($000)
Option 2: Perform the Service Mains Deterioration Field Works for 5 Minutes Neutral Integrity Data Reads
|  |  | 2017 | 2018 | 2019 | 2020 | 2021 | 2022 | 2023 | 2024 | 2025 | 2026 | 2027 | 2028 | 2029 | 2030 | 2031 | 2032 | 2033 | 2034 | 2035 | 2036 | 2037
Option 2: Perform the Service Mains Deterioration Field Works for 5 Minutes Neutral Integrity Data Reads | Maintenance Costs | ($000)
| Negative Impact on Revenue (STPIS) | 5 | 2017 | 2018 | 2019 | 2020 | 2021 | 2022 | 2023 | 2024 | 2025 | 2026 | 2027 | 2028 | 2029 | 2030 | 2031 | 2032 | 2033 | 2034 | 2035 | 2036 | 2037
Option 2: Perform the Service Mains Deterioration Field Works for 5 Minutes Neutral Integrity Data Reads | SAIFI sustained | (no. of Interruption) |  | 0 | 0 | 0 | 0 | 0 |  | 0 | 0 | 0 | 0 | 0 |  | 0 | 0 | 0 | 0 | 0 |  | 0 | 0
Option 2: Perform the Service Mains Deterioration Field Works for 5 Minutes Neutral Integrity Data Reads | SAIDI accidental | (minutes) |  | 0 | 0 | 0 | 0 | 0 |  | 0 | 0 | 0 | 0 | 0 |  | 0 | 0 | 0 | 0 | 0 |  | 0 | 0
Option 2: Perform the Service Mains Deterioration Field Works for 5 Minutes Neutral Integrity Data Reads | MAIFI momentary | (no. of Interruption) |  | 0 | 0 | 0 | 0 | 0 |  | 0 | 0 | 0 | 0 | 0 |  | 0 | 0 | 0 | 0 | 0 |  | 0 | 0
Option 2: Perform the Service Mains Deterioration Field Works for 5 Minutes Neutral Integrity Data Reads | Call centre response | (percentage) |  | 0% | 0% | 0% | 0% | 0% |  | 0% | 0% | 0% | 0% | 0% |  | 0% | 0% | 0% | 0% | 0% |  | 0% | 0%
| Network Outage Costs |  | 2017 | 2018 | 2019 | 2020 | 2021 | 2022 | 2023 | 2024 | 2025 | 2026 | 2027 | 2028 | 2029 | 2030 | 2031 | 2032 | 2033 | 2034 | 2035 | 2036 | 2037
Option 2: Perform the Service Mains Deterioration Field Works for 5 Minutes Neutral Integrity Data Reads | Customer off supply | (minutes)
| Loss of F Factor Benefit |  | 2017 | 2018 | 2019 | 2020 | 2021 | 2022 | 2023 | 2024 | 2025 | 2026 | 2027 | 2028 | 2029 | 2030 | 2031 | 2032 | 2033 | 2034 | 2035 | 2036 | 2037
Option 2: Perform the Service Mains Deterioration Field Works for 5 Minutes Neutral Integrity Data Reads | Loss of F Factor Benefit | (No. of fire start NOT avoided)
| Costs |  | 2017 | 2018 | 2019 | 2020 | 2021 | 2022 | 2023 | 2024 | 2025 | 2026 | 2027 | 2028 | 2029 | 2030 | 2031 | 2032 | 2033 | 2034 | 2035 | 2036 | 2037
Option 2: Perform the Service Mains Deterioration Field Works for 5 Minutes Neutral Integrity Data Reads | Cost 1 | ($000)
Option 2: Perform the Service Mains Deterioration Field Works for 5 Minutes Neutral Integrity Data Reads | Cost 2 | ($000)
Option 2: Perform the Service Mains Deterioration Field Works for 5 Minutes Neutral Integrity Data Reads | Cost 3 | ($000)
Option 2: Perform the Service Mains Deterioration Field Works for 5 Minutes Neutral Integrity Data Reads | Cost 4 | ($000)
Option 2: Perform the Service Mains Deterioration Field Works for 5 Minutes Neutral Integrity Data Reads | Cost 5 | ($000)
Option 2: Perform the Service Mains Deterioration Field Works for 5 Minutes Neutral Integrity Data Reads | Risk 1 | ($000)
Option 2: Perform the Service Mains Deterioration Field Works for 5 Minutes Neutral Integrity Data Reads | Risk 2 | ($000)
Option 2: Perform the Service Mains Deterioration Field Works for 5 Minutes Neutral Integrity Data Reads | Risk 3 | ($000)
Option 2: Perform the Service Mains Deterioration Field Works for 5 Minutes Neutral Integrity Data Reads | Risk 4 | ($000)
Option 2: Perform the Service Mains Deterioration Field Works for 5 Minutes Neutral Integrity Data Reads | Risk 5 | ($000)
Option 3: Perform the Service Mains Deterioration Field Works for 1 Minutes Neutral Integrity Data Reads
|  |  | 2017 | 2018 | 2019 | 2020 | 2021 | 2022 | 2023 | 2024 | 2025 | 2026 | 2027 | 2028 | 2029 | 2030 | 2031 | 2032 | 2033 | 2034 | 2035 | 2036 | 2037
Option 3: Perform the Service Mains Deterioration Field Works for 1 Minutes Neutral Integrity Data Reads | Maintenance Costs | ($000)
| Negative Impact on Revenue (STPIS) | 5 | 2017 | 2018 | 2019 | 2020 | 2021 | 2022 | 2023 | 2024 | 2025 | 2026 | 2027 | 2028 | 2029 | 2030 | 2031 | 2032 | 2033 | 2034 | 2035 | 2036 | 2037
Option 3: Perform the Service Mains Deterioration Field Works for 1 Minutes Neutral Integrity Data Reads | SAIFI sustained | (no. of Interruption) |  | 0 | 0 | 0 | 0 | 0 |  | 0 | 0 | 0 | 0 | 0 |  | 0 | 0 | 0 | 0 | 0 |  | 0 | 0
Option 3: Perform the Service Mains Deterioration Field Works for 1 Minutes Neutral Integrity Data Reads | SAIDI accidental | (minutes) |  | 0 | 0 | 0 | 0 | 0 |  | 0 | 0 | 0 | 0 | 0 |  | 0 | 0 | 0 | 0 | 0 |  | 0 | 0
Option 3: Perform the Service Mains Deterioration Field Works for 1 Minutes Neutral Integrity Data Reads | MAIFI momentary | (no. of Interruption) |  | 0 | 0 | 0 | 0 | 0 |  | 0 | 0 | 0 | 0 | 0 |  | 0 | 0 | 0 | 0 | 0 |  | 0 | 0
Option 3: Perform the Service Mains Deterioration Field Works for 1 Minutes Neutral Integrity Data Reads | Call centre response | (percentage) |  | 0% | 0% | 0% | 0% | 0% |  | 0% | 0% | 0% | 0% | 0% |  | 0% | 0% | 0% | 0% | 0% |  | 0% | 0%
| Network Outage Costs |  | 2017 | 2018 | 2019 | 2020 | 2021 | 2022 | 2023 | 2024 | 2025 | 2026 | 2027 | 2028 | 2029 | 2030 | 2031 | 2032 | 2033 | 2034 | 2035 | 2036 | 2037
Option 3: Perform the Service Mains Deterioration Field Works for 1 Minutes Neutral Integrity Data Reads | Customer off supply | (minutes)
| Loss of F Factor Benefit |  | 2017 | 2018 | 2019 | 2020 | 2021 | 2022 | 2023 | 2024 | 2025 | 2026 | 2027 | 2028 | 2029 | 2030 | 2031 | 2032 | 2033 | 2034 | 2035 | 2036 | 2037
Option 3: Perform the Service Mains Deterioration Field Works for 1 Minutes Neutral Integrity Data Reads | Loss of F Factor Benefit | (No. of fire start NOT avoided)
| Costs |  | 2017 | 2018 | 2019 | 2020 | 2021 | 2022 | 2023 | 2024 | 2025 | 2026 | 2027 | 2028 | 2029 | 2030 | 2031 | 2032 | 2033 | 2034 | 2035 | 2036 | 2037
Option 3: Perform the Service Mains Deterioration Field Works for 1 Minutes Neutral Integrity Data Reads | Cost 1 | ($000) | 2037: 0
Option 3: Perform the Service Mains Deterioration Field Works for 1 Minutes Neutral Integrity Data Reads | Cost 2 | ($000)
Option 3: Perform the Service Mains Deterioration Field Works for 1 Minutes Neutral Integrity Data Reads | Cost 3 | ($000)
Option 3: Perform the Service Mains Deterioration Field Works for 1 Minutes Neutral Integrity Data Reads | Cost 4 | ($000)
Option 3: Perform the Service Mains Deterioration Field Works for 1 Minutes Neutral Integrity Data Reads | Cost 5 | ($000)
Option 3: Perform the Service Mains Deterioration Field Works for 1 Minutes Neutral Integrity Data Reads | Risk 1 | ($000)
Option 3: Perform the Service Mains Deterioration Field Works for 1 Minutes Neutral Integrity Data Reads | Risk 2 | ($000)
Option 3: Perform the Service Mains Deterioration Field Works for 1 Minutes Neutral Integrity Data Reads | Risk 3 | ($000)
Option 3: Perform the Service Mains Deterioration Field Works for 1 Minutes Neutral Integrity Data Reads | Risk 4 | ($000)
Option 3: Perform the Service Mains Deterioration Field Works for 1 Minutes Neutral Integrity Data Reads | Risk 5 | ($000)
Option 4:
|  |  | 2017 | 2018 | 2019 | 2020 | 2021 | 2022 | 2023 | 2024 | 2025 | 2026 | 2027 | 2028 | 2029 | 2030 | 2031 | 2032 | 2033 | 2034 | 2035 | 2036 | 2037
Option 4: | Maintenance Costs | ($000)
| Negative Impact on Revenue (STPIS) | 5 | 2017 | 2018 | 2019 | 2020 | 2021 | 2022 | 2023 | 2024 | 2025 | 2026 | 2027 | 2028 | 2029 | 2030 | 2031 | 2032 | 2033 | 2034 | 2035 | 2036 | 2037
Option 4: | SAIFI sustained | (no. of Interruption) | 0 | 0 | 0 | 0 | 0 | 0 |  | 0 | 0 | 0 | 0 | 0 |  | 0 | 0 | 0 | 0 | 0 |  | 0 | 0
Option 4: | SAIDI accidental | (minutes) | 0 | 0 | 0 | 0 | 0 | 0 |  | 0 | 0 | 0 | 0 | 0 |  | 0 | 0 | 0 | 0 | 0 |  | 0 | 0
Option 4: | MAIFI momentary | (no. of Interruption) | 0 | 0 | 0 | 0 | 0 | 0 |  | 0 | 0 | 0 | 0 | 0 |  | 0 | 0 | 0 | 0 | 0 |  | 0 | 0
Option 4: | Call centre response | (percentage) |  | 0% | 0% | 0% | 0% | 0% |  | 0% | 0% | 0% | 0% | 0% |  | 0% | 0% | 0% | 0% | 0% |  | 0% | 0%
| Network Outage Costs |  | 2017 | 2018 | 2019 | 2020 | 2021 | 2022 | 2023 | 2024 | 2025 | 2026 | 2027 | 2028 | 2029 | 2030 | 2031 | 2032 | 2033 | 2034 | 2035 | 2036 | 2037
Option 4: | Customer off supply | (minutes)
| Loss of F Factor Benefit |  | 2017 | 2018 | 2019 | 2020 | 2021 | 2022 | 2023 | 2024 | 2025 | 2026 | 2027 | 2028 | 2029 | 2030 | 2031 | 2032 | 2033 | 2034 | 2035 | 2036 | 2037
Option 4: | Loss of F Factor Benefit | (No. of fire start NOT avoided)
| Costs |  | 2017 | 2018 | 2019 | 2020 | 2021 | 2022 | 2023 | 2024 | 2025 | 2026 | 2027 | 2028 | 2029 | 2030 | 2031 | 2032 | 2033 | 2034 | 2035 | 2036 | 2037
Option 4: | Cost 1 | ($000)
Option 4: | Cost 2 | ($000)
Option 4: | Cost 3 | ($000)
Option 4: | Cost 4 | ($000)
Option 4: | Cost 5 | ($000)
Option 4: | Risk 1 | ($000)
Option 4: | Risk 2 | ($000)
Option 4: | Risk 3 | ($000)
Option 4: | Risk 4 | ($000)
Option 4: | Risk 5 | ($000)
Option 5:
|  |  | 2017 | 2018 | 2019 | 2020 | 2021 | 2022 | 2023 | 2024 | 2025 | 2026 | 2027 | 2028 | 2029 | 2030 | 2031 | 2032 | 2033 | 2034 | 2035 | 2036 | 2037
Option 5: | Maintenance Costs | ($000)
| Negative Impact on Revenue (STPIS) | 5 | 2017 | 2018 | 2019 | 2020 | 2021 | 2022 | 2023 | 2024 | 2025 | 2026 | 2027 | 2028 | 2029 | 2030 | 2031 | 2032 | 2033 | 2034 | 2035 | 2036 | 2037
Option 5: | SAIFI sustained | (no. of Interruption) | 0 | 0 | 0 | 0 | 0 | 0 |  | 0 | 0 | 0 | 0 | 0 |  | 0 | 0 | 0 | 0 | 0 |  | 0 | 0
Option 5: | SAIDI accidental | (minutes) | 0 | 0 | 0 | 0 | 0 | 0 |  | 0 | 0 | 0 | 0 | 0 |  | 0 | 0 | 0 | 0 | 0 |  | 0 | 0
Option 5: | MAIFI momentary | (no. of Interruption) |  | 0 | 0 | 0 | 0 | 0 |  | 0 | 0 | 0 | 0 | 0 |  | 0 | 0 | 0 | 0 | 0 |  | 0 | 0
Option 5: | Call centre response | (percentage) |  | 0% | 0% | 0% | 0% | 0% |  | 0% | 0% | 0% | 0% | 0% |  | 0% | 0% | 0% | 0% | 0% |  | 0% | 0%
| Network Outage Costs |  | 2017 | 2018 | 2019 | 2020 | 2021 | 2022 | 2023 | 2024 | 2025 | 2026 | 2027 | 2028 | 2029 | 2030 | 2031 | 2032 | 2033 | 2034 | 2035 | 2036 | 2037
Option 5: | Customer off supply | (minutes) | 2017: 0; 2018: 0
| Loss of F Factor Benefit |  | 2017 | 2018 | 2019 | 2020 | 2021 | 2022 | 2023 | 2024 | 2025 | 2026 | 2027 | 2028 | 2029 | 2030 | 2031 | 2032 | 2033 | 2034 | 2035 | 2036 | 2037
Option 5: | Loss of F Factor Benefit | (No. of fire start NOT avoided)
| Costs |  | 2017 | 2018 | 2019 | 2020 | 2021 | 2022 | 2023 | 2024 | 2025 | 2026 | 2027 | 2028 | 2029 | 2030 | 2031 | 2032 | 2033 | 2034 | 2035 | 2036 | 2037
Option 5: | Cost 1 | ($000)
Option 5: | Cost 2 | ($000)
Option 5: | Cost 3 | ($000)
Option 5: | Cost 4 | ($000)
Option 5: | Cost 5 | ($000)
Option 5: | Risk 1 | ($000)
Option 5: | Risk 2 | ($000)
Option 5: | Risk 3 | ($000)
Option 5: | Risk 4 | ($000)
Option 5: | Risk 5 | ($000)
Regulatory Investment Tests - Distribution (RIT-D)
Checklist
| Does the project contain augmentation component? |  | 2017: 2
| 0 |  | 2017: 2
| Is this a reliability corrective action? |  | 2017: 2
*Reliability Corrective Action: any augmentation work above $5m required to meet the network service standards stipulated under S5.1 or any other service standards required under the jurisdictional regulatory instruments (the Victorian code).
0
Regulatory Investment Test is not compulsory for this business case, but recommended.
Benefits
1 | Value of Electricity to Customers (VCR) | Rule 5.17.1 (c) 4 (ii) | Probability % | 2018 | 2019 | 2020 | 2021 | 2022 | 2023 | 2024 | 2025 | 2026 | 2027 | 2028 | 2029 | 2030 | 2031 | 2032 | 2033 | 2034 | 2035 | 2036 | 2037
| "Status Quo" Reference Case | (MWh) |  | 1000 | 1000 | 1000 | 1000 | 1000 | 1000 | 1000 | 1000 | 1000 | 1000 | 1000 | 1000 | 1000 | 1000 | 1000 | 1000 | 1000 | 1000 | 1000 | 1000
| Option 1: Perform Manual Neutral Integrity Testing | (MWh) |  | 1000 | 1000 | 1000 | 1000 | 1000 | 1000 | 1000 | 1000 | 1000 | 1000 | 1000 | 1000 | 1000 | 1000 | 1000 | 1000 | 1000 | 1000 | 1000 | 1000
| Option 2: Perform the Service Mains Deterioration Field Works for 5 Minutes Neutral Integrity Data Reads | (MWh) |  | 1000 | 1000 | 1000 | 1000 | 1000 | 1000 | 1000 | 1000 | 1000 | 1000 | 1000 | 1000 | 1000 | 1000 | 1000 | 1000 | 1000 | 1000 | 1000 | 1000
| Option 3: Perform the Service Mains Deterioration Field Works for 1 Minutes Neutral Integrity Data Reads | (MWh) |  | 1000 | 1000 | 1000 | 1000 | 1000 | 1000 | 1000 | 1000 | 1000 | 1000 | 1000 | 1000 | 1000 | 1000 | 1000 | 1000 | 1000 | 1000 | 1000 | 1000
| Option 4: | (MWh) |  | 1000 | 1000 | 1000 | 1000 | 1000 | 1000 | 1000 | 1000 | 1000 | 1000 | 1000 | 1000 | 1000 | 1000 | 1000 | 1000 | 1000 | 1000 | 1000 | 1000
| Option 5: | (MWh) |  | 1000 | 1000 | 1000 | 1000 | 1000 | 1000 | 1000 | 1000 | 1000 | 1000 | 1000 | 1000 | 1000 | 1000 | 1000 | 1000 | 1000 | 1000 | 1000 | 1000
0
2 | Changes in Voluntary Load Curtailment | Rule 5.17.1 (c) 4 (i) |  | 2018 | 2019 | 2020 | 2021 | 2022 | 2023 | 2024 | 2025 | 2026 | 2027 | 2028 | 2029 | 2030 | 2031 | 2032 | 2033 | 2034 | 2035 | 2036 | 2037
| "Status Quo" Reference Case | (MWh)
| Option 1: Perform Manual Neutral Integrity Testing | (MWh)
| Option 2: Perform the Service Mains Deterioration Field Works for 5 Minutes Neutral Integrity Data Reads | (MWh)
| Option 3: Perform the Service Mains Deterioration Field Works for 1 Minutes Neutral Integrity Data Reads | (MWh)
| Option 4: | (MWh)
| Option 5: | (MWh)
3 | Changes in Costs to Other Parties | Rule 5.17.1 (c) 4 (iii) |  | 2018 | 2019 | 2020 | 2021 | 2022 | 2023 | 2024 | 2025 | 2026 | 2027 | 2028 | 2029 | 2030 | 2031 | 2032 | 2033 | 2034 | 2035 | 2036 | 2037
| "Status Quo" Reference Case | ($000)
| Option 1: Perform Manual Neutral Integrity Testing | ($000)
| Option 2: Perform the Service Mains Deterioration Field Works for 5 Minutes Neutral Integrity Data Reads | ($000)
| Option 3: Perform the Service Mains Deterioration Field Works for 1 Minutes Neutral Integrity Data Reads | ($000)
| Option 4: | ($000)
| Option 5: | ($000)
4 | Difference in Timing (capex) | Rule 5.17.1 (c) 4 (iv) |  | 2018 | 2019 | 2020 | 2021 | 2022 | 2023 | 2024 | 2025 | 2026 | 2027 | 2028 | 2029 | 2030 | 2031 | 2032 | 2033 | 2034 | 2035 | 2036 | 2037
| "Status Quo" Reference Case | Pending AER guideline
| Option 1: Perform Manual Neutral Integrity Testing | Pending AER guideline
| Option 2: Perform the Service Mains Deterioration Field Works for 5 Minutes Neutral Integrity Data Reads | Pending AER guideline
| Option 3: Perform the Service Mains Deterioration Field Works for 1 Minutes Neutral Integrity Data Reads | Pending AER guideline
| Option 4: | Pending AER guideline
| Option 5: | Pending AER guideline
5 | Changes in Load Transfer Capacity | Rule 5.17.1 (c) 4 (v) |  | 2018 | 2019 | 2020 | 2021 | 2022 | 2023 | 2024 | 2025 | 2026 | 2027 | 2028 | 2029 | 2030 | 2031 | 2032 | 2033 | 2034 | 2035 | 2036 | 2037
| "Status Quo" Reference Case | (MWh)
| Option 1: Perform Manual Neutral Integrity Testing | (MWh)
| Option 2: Perform the Service Mains Deterioration Field Works for 5 Minutes Neutral Integrity Data Reads | (MWh)
| Option 3: Perform the Service Mains Deterioration Field Works for 1 Minutes Neutral Integrity Data Reads | (MWh)
| Option 4: | (MWh)
| Option 5: | (MWh)
6 | Option Value | Rule 5.17.1 (c) 4 (vi) |  | 2018 | 2019 | 2020 | 2021 | 2022 | 2023 | 2024 | 2025 | 2026 | 2027 | 2028 | 2029 | 2030 | 2031 | 2032 | 2033 | 2034 | 2035 | 2036 | 2037
| "Status Quo" Reference Case | Pending AER guideline
| Option 1: Perform Manual Neutral Integrity Testing | Pending AER guideline
| Option 2: Perform the Service Mains Deterioration Field Works for 5 Minutes Neutral Integrity Data Reads | Pending AER guideline
| Option 3: Perform the Service Mains Deterioration Field Works for 1 Minutes Neutral Integrity Data Reads | Pending AER guideline
| Option 4: | Pending AER guideline
| Option 5: | Pending AER guideline
7 | Avoided Network Losses | Rule 5.17.1 (c) 4 (vii) |  | 2018 | 2019 | 2020 | 2021 | 2022 | 2023 | 2024 | 2025 | 2026 | 2027 | 2028 | 2029 | 2030 | 2031 | 2032 | 2033 | 2034 | 2035 | 2036 | 2037
| "Status Quo" Reference Case | (MWh)
| Option 1: Perform Manual Neutral Integrity Testing | (MWh)
| Option 2: Perform the Service Mains Deterioration Field Works for 5 Minutes Neutral Integrity Data Reads | (MWh)
| Option 3: Perform the Service Mains Deterioration Field Works for 1 Minutes Neutral Integrity Data Reads | (MWh)
| Option 4: | (MWh)
| Option 5: | (MWh)
8 | Other Benefits | Rule 5.17.1 (c) 4 (viii) |  | 2018 | 2019 | 2020 | 2021 | 2022 | 2023 | 2024 | 2025 | 2026 | 2027 | 2028 | 2029 | 2030 | 2031 | 2032 | 2033 | 2034 | 2035 | 2036 | 2037
| "Status Quo" Reference Case | To be determined by the AER
| Option 1: Perform Manual Neutral Integrity Testing | To be determined by the AER
| Option 2: Perform the Service Mains Deterioration Field Works for 5 Minutes Neutral Integrity Data Reads | To be determined by the AER
| Option 3: Perform the Service Mains Deterioration Field Works for 1 Minutes Neutral Integrity Data Reads | To be determined by the AER
| Option 4: | To be determined by the AER
| Option 5: | To be determined by the AER
Benefits that may be considered if RIT-D is NOT compulsory
*(Not for the use of regulatory compliance but for internal advisory purposes only)
| Avoided Environmental Impact |  |  | 2018 | 2019 | 2020 | 2021 | 2022 | 2023 | 2024 | 2025 | 2026 | 2027 | 2028 | 2029 | 2030 | 2031 | 2032 | 2033 | 2034 | 2035 | 2036 | 2037
| "Status Quo" Reference Case | ($000)
| Option 1: Perform Manual Neutral Integrity Testing | ($000)
| Option 2: Perform the Service Mains Deterioration Field Works for 5 Minutes Neutral Integrity Data Reads | ($000)
| Option 3: Perform the Service Mains Deterioration Field Works for 1 Minutes Neutral Integrity Data Reads | ($000)
| Option 4: | ($000)
| Option 5: | ($000)
| Community Health and Safety |  |  | 2018 | 2019 | 2020 | 2021 | 2022 | 2023 | 2024 | 2025 | 2026 | 2027 | 2028 | 2029 | 2030 | 2031 | 2032 | 2033 | 2034 | 2035 | 2036 | 2037
| "Status Quo" Reference Case | ($000)
| Option 1: Perform Manual Neutral Integrity Testing | ($000)
| Option 2: Perform the Service Mains Deterioration Field Works for 5 Minutes Neutral Integrity Data Reads | ($000)
| Option 3: Perform the Service Mains Deterioration Field Works for 1 Minutes Neutral Integrity Data Reads | ($000)
| Option 4: | ($000)
| Option 5: | ($000)
| Other Benefits |  |  | 2018 | 2019 | 2020 | 2021 | 2022 | 2023 | 2024 | 2025 | 2026 | 2027 | 2028 | 2029 | 2030 | 2031 | 2032 | 2033 | 2034 | 2035 | 2036 | 2037
| "Status Quo" Reference Case | ($000)
| Option 1: Perform Manual Neutral Integrity Testing | ($000)
| Option 2: Perform the Service Mains Deterioration Field Works for 5 Minutes Neutral Integrity Data Reads | ($000)
| Option 3: Perform the Service Mains Deterioration Field Works for 1 Minutes Neutral Integrity Data Reads | ($000)
| Option 4: | ($000)
| Option 5: | ($000)
Costs
| Annualised Costs - Asset Useful Life* | Rule 5.17.1 (c) 6 (i) | 2016 | 2017 | 2018 | 2019 | 2020 | 2021
| "Status Quo" Reference Case | (years)
| Option 1: Perform Manual Neutral Integrity Testing | (years)
| Option 2: Perform the Service Mains Deterioration Field Works for 5 Minutes Neutral Integrity Data Reads | (years)
| Option 3: Perform the Service Mains Deterioration Field Works for 1 Minutes Neutral Integrity Data Reads | (years)
| Option 4: | (years)
| Option 5: | (years)
* Note (asset useful life):
- to use the asset life of the biggest capex component as a proxy; or
- to use the weighted average asset life for the project.
| O&M Costs | Rule 5.17.1 (c) 6 (ii) |  | 2017 | 2018 | 2019 | 2020 | 2021 | 2022 | 2023 | 2024 | 2025 | 2026 | 2027 | 2028 | 2029 | 2030 | 2031 | 2032 | 2033 | 2034 | 2035 | 2036
| "Status Quo" Reference Case | (% of Capex)
| Option 1: Perform Manual Neutral Integrity Testing | (% of Capex)
| Option 2: Perform the Service Mains Deterioration Field Works for 5 Minutes Neutral Integrity Data Reads | (% of Capex)
| Option 3: Perform the Service Mains Deterioration Field Works for 1 Minutes Neutral Integrity Data Reads | (% of Capex)
| Option 4: | (% of Capex)
| Option 5: | (% of Capex)
| Compliance and Admin Costs | Rule 5.17.1 (c) 6 (iii)
| "Status Quo" Reference Case | ($000)
| Option 1: Perform Manual Neutral Integrity Testing | ($000)
| Option 2: Perform the Service Mains Deterioration Field Works for 5 Minutes Neutral Integrity Data Reads | ($000)
| Option 3: Perform the Service Mains Deterioration Field Works for 1 Minutes Neutral Integrity Data Reads | ($000)
| Option 4: | ($000)
| Option 5: | ($000)
| Other Costs | Rule 5.17.1 (c) 6 (iv)
| "Status Quo" Reference Case | To be determined by the AER
| Option 1: Perform Manual Neutral Integrity Testing | To be determined by the AER
| Option 2: Perform the Service Mains Deterioration Field Works for 5 Minutes Neutral Integrity Data Reads | To be determined by the AER
| Option 3: Perform the Service Mains Deterioration Field Works for 1 Minutes Neutral Integrity Data Reads | To be determined by the AER
| Option 4: | To be determined by the AER
| Option 5: | To be determined by the AER
Sensitivity Analysis
| Sensitivity testing level | 2
|  |  |  | Capex | Opex | Discount Rate | SAIDI | SAIFI | MAIFI
|  |  | Best Case Scenario | 2017: -10%; 2018: -10%; 2019: -1%; 2020: -10%; 2021: -10%; 2022: -10%
|  |  | Worst Case Scenario | 2017: 10%; 2018: 10%; 2019: 1%; 2020: -10%; 2021: -10%; 2022: -10%
Note: User defined allows the use to determine the most likely uppper and lower bounds of the sensitivity analysis
Note: If using the 'User Defined' all variables must be must be over-written (base assumption is zero)
Version 1.3 |  | Date Issued | 2014-11-13 | 2019: Review Date; 2020: 2015-11-13; 2022: Printed on 4/1/2016
Note on D214: Note: Avoided cost of energy at risk
Note on D230: Note: Only the difference in costs are to be included
Note on D246: Note: changes in load transfer capacity and the capacity of Embedded Generators to take up load
Note on D262: Note: Avoided cost of energy lost

## Failure over time
CB
47.88%
| 2016 | 2017 | 2018 | 2019 | 2020 | 2021 | 2022 | 2023 | 2024 | 2025 | 2026 | 2027 | 2028 | 2029 | 2030 | 2031
Years | 1 | 2 | 3 | 4 | 5 | 6 | 7 | 8 | 9 | 10 | 11 | 12 | 13 | 14 | 15 | 16
Probability of failure | 0% | 0% | 0% | 0% | 0% | 0% | 0% | 0% | 0% | 0% | 0%
1/2 BUS
34.93%
Years | 1 | 2 | 3 | 4 | 5 | 6 | 7 | 8 | 9 | 10 | 11 | 12 | 13 | 14 | 15 | 16
Probability of failure | 0% | 0% | 0% | 0% | 0% | 0% | 0% | 0% | 0% | 0% | 0%
BUS TRIP
31.1%
Years | 1 | 2 | 3 | 4 | 5 | 6 | 7 | 8 | 9 | 10 | 11 | 12 | 13 | 14 | 15 | 16
Probability of failure | 0% | 0% | 0% | 0% | 0% | 0% | 0% | 0% | 0% | 0% | 0%
ZSS
58.5%
Years | 1 | 2 | 3 | 4 | 5 | 6 | 7 | 8 | 9 | 10 | 11 | 12 | 13 | 14 | 15 | 16
Probability of failure | 0% | 0% | 0% | 0% | 0% | 0% | 0% | 0% | 0% | 0% | 0%
[17 empty] | 24 | 25 | 26
[17 empty] | 0% | 0% | 0%

## Calculations
| $000, nominal |  |  | CAPITAL EXPENDITURE PROPOSAL
|  | Input in real2015$ |  | Service Mains Deterioration Field Works
| Discount Rate |  | 8.67%
|  |  |  | 2016 | 2017 | 2018 | 2019 | 2020 | 2021 | 2022 | 2023 | 2024 | 2025 | 2026 | 2027 | 2028 | 2029 | 2030 | 2031 | 2032 | 2033 | 2034 | 2035 | 2036 | 2037
|  |  | t= | 0 | 1 | 2 | 3 | 4 | 5 | 6 | 7 | 8 | 9 | 10 | 11 | 12 | 13 | 14 | 15 | 16 | 17 | 18 | 19 | 20 | 20
| Inflation (%) |  | 1.94% | 1.94% | 1.94% | 1.94% | 1.94% | 1.94% | 1.94% | 1.94% | 1.94% | 1.94% | 1.94% | 1.94% | 1.94% | 1.94% | 1.94% | 1.94% | 1.94% | 1.94% | 1.94% | 1.94% | 1.94% | 1.94% | 1.94%
| Discount index |  |  | 1.0867 | 1.1809 | 1.2833 | 1.3946 | 1.5155 | 1.6469 | 1.7896 | 1.9448 | 2.1134 | 2.2967 | 2.4958 | 2.7122 | 2.9473 | 3.2028 | 3.4805 | 3.7823 | 4.1102 | 4.4666 | 4.8538 | 5.2746 | 5.732 | 6.2289
| Inflation Index |  |  | 1.0194 | 1.0392 | 1.0593 | 1.0799 | 1.1008 | 1.1222 | 1.144 | 1.1662 | 1.1888 | 1.2118 | 1.2354 | 1.2593 | 1.2837 | 1.3087 | 1.334 | 1.3599 | 1.3863 | 1.4132 | 1.4406 | 1.4686 | 1.4971 | 1.5261
"Status Quo" Reference Case
|  | Capital Costs | 0 | 0 | 0 | 0 | 0 | 0 | 0 | 0 | 0 | 0 | 0 | 0 | 0 | 0 | 0 | 0 | 0 | 0 | 0 | 0 | 0 | 0 | 0
|  | Maintenance Costs | 0 | 0 | 0 | 0 | 0 | 0 | 0 | 0 | 0 | 0 | 0 | 0 | 0 | 0 | 0 | 0 | 0 | 0 | 0 | 0 | 0 | 0 | 0
Negative Impact on Revenue (STPIS)
|  | SAIFI sustained | 0 | 0 | 0 | 0 | 0 | 0 | 0 | 0 | 0 | 0 | 0 | 0 | 0 | 0 | 0 | 0 | 0 | 0 | 0 | 0 | 0 | 0 | 0
|  | SAIDI accidental | 0 | 0 | 0 | 0 | 0 | 0 | 0 | 0 | 0 | 0 | 0 | 0 | 0 | 0 | 0 | 0 | 0 | 0 | 0 | 0 | 0 | 0 | 0
|  | MAIFI momentary | 0 | 0 | 0 | 0 | 0 | 0 | 0 | 0 | 0 | 0 | 0 | 0 | 0 | 0 | 0 | 0 | 0 | 0 | 0 | 0 | 0 | 0 | 0
|  | Call centre response | 0 | 0 | 0 | 0 | 0 | 0 | 0 | 0 | 0 | 0 | 0 | 0 | 0 | 0 | 0 | 0 | 0 | 0 | 0 | 0 | 0 | 0 | 0
|  | Network Outage Costs | 0 | 0 | 0 | 0 | 0 | 0 | 0 | 0 | 0 | 0 | 0 | 0 | 0 | 0 | 0 | 0 | 0 | 0 | 0 | 0 | 0 | 0 | 0
|  | Loss of F Factor Benefit | 0 | 0 | 0 | 0 | 0 | 0 | 0 | 0 | 0 | 0 | 0 | 0 | 0 | 0 | 0 | 0 | 0 | 0 | 0 | 0 | 0 | 0 | 0
|  | Cost 1 | 0 | 0 | 0 | 0 | 0 | 0 | 0 | 0 | 0 | 0 | 0 | 0 | 0 | 0 | 0 | 0 | 0 | 0 | 0 | 0 | 0 | 0 | 0
|  | Cost 2 | 0 | 0 | 0 | 0 | 0 | 0 | 0 | 0 | 0 | 0 | 0 | 0 | 0 | 0 | 0 | 0 | 0 | 0 | 0 | 0 | 0 | 0 | 0
|  | Cost 3 | 0 | 0 | 0 | 0 | 0 | 0 | 0 | 0 | 0 | 0 | 0 | 0 | 0 | 0 | 0 | 0 | 0 | 0 | 0 | 0 | 0 | 0 | 0
|  | Cost 4 | 0 | 0 | 0 | 0 | 0 | 0 | 0 | 0 | 0 | 0 | 0 | 0 | 0 | 0 | 0 | 0 | 0 | 0 | 0 | 0 | 0 | 0 | 0
|  | Cost 5 | 0 | 0 | 0 | 0 | 0 | 0 | 0 | 0 | 0 | 0 | 0 | 0 | 0 | 0 | 0 | 0 | 0 | 0 | 0 | 0 | 0 | 0 | 0
|  | Risk 1 | 0 | 0 | 0 | 0 | 0 | 0 | 0 | 0 | 0 | 0 | 0 | 0 | 0 | 0 | 0 | 0 | 0 | 0 | 0 | 0 | 0 | 0 | 0
|  | Risk 2 | 0 | 0 | 0 | 0 | 0 | 0 | 0 | 0 | 0 | 0 | 0 | 0 | 0 | 0 | 0 | 0 | 0 | 0 | 0 | 0 | 0 | 0 | 0
|  | Risk 3 | 0 | 0 | 0 | 0 | 0 | 0 | 0 | 0 | 0 | 0 | 0 | 0 | 0 | 0 | 0 | 0 | 0 | 0 | 0 | 0 | 0 | 0 | 0
|  | Risk 4 | 0 | 0 | 0 | 0 | 0 | 0 | 0 | 0 | 0 | 0 | 0 | 0 | 0 | 0 | 0 | 0 | 0 | 0 | 0 | 0 | 0 | 0 | 0
|  | Risk 5 | 0 | 0 | 0 | 0 | 0 | 0 | 0 | 0 | 0 | 0 | 0 | 0 | 0 | 0 | 0 | 0 | 0 | 0 | 0 | 0 | 0 | 0 | 0
|  | Total Costs | 0 | 0 | 0 | 0 | 0 | 0 | 0 | 0 | 0 | 0 | 0 | 0 | 0 | 0 | 0 | 0 | 0 | 0 | 0 | 0 | 0 | 0 | 0
|  | Present Value (PV) of Total Costs | 0 | 0 | 0 | 0 | 0 | 0 | 0 | 0 | 0 | 0 | 0 | 0 | 0 | 0 | 0 | 0 | 0 | 0 | 0 | 0 | 0 | 0 | 0
Option 1: Perform Manual Neutral Integrity Testing
|  | Capital Costs | 0 | 0 | 0 | 0 | 0 | 0 | 0 | 0 | 0 | 0 | 0 | 0 | 0 | 0 | 0 | 0 | 0 | 0 | 0 | 0 | 0 | 0 | 0
|  | Maintenance Costs | 0 | 0 | 0 | 0 | 0 | 0 | 0 | 0 | 0 | 0 | 0 | 0 | 0 | 0 | 0 | 0 | 0 | 0 | 0 | 0 | 0 | 0 | 0
Negative Impact on Revenue (STPIS)
|  | SAIFI sustained | 0 | 0 | 0 | 0 | 0 | 0 | 0 | 0 | 0 | 0 | 0 | 0 | 0 | 0 | 0 | 0 | 0 | 0 | 0 | 0 | 0 | 0 | 0
|  | SAIDI accidental | 0 | 0 | 0 | 0 | 0 | 0 | 0 | 0 | 0 | 0 | 0 | 0 | 0 | 0 | 0 | 0 | 0 | 0 | 0 | 0 | 0 | 0 | 0
|  | MAIFI momentary | 0 | 0 | 0 | 0 | 0 | 0 | 0 | 0 | 0 | 0 | 0 | 0 | 0 | 0 | 0 | 0 | 0 | 0 | 0 | 0 | 0 | 0 | 0
|  | Call centre response | 0 | 0 | 0 | 0 | 0 | 0 | 0 | 0 | 0 | 0 | 0 | 0 | 0 | 0 | 0 | 0 | 0 | 0 | 0 | 0 | 0 | 0 | 0
|  | Network Outage Costs | 0 | 0 | 0 | 0 | 0 | 0 | 0 | 0 | 0 | 0 | 0 | 0 | 0 | 0 | 0 | 0 | 0 | 0 | 0 | 0 | 0 | 0 | 0
|  | Loss of F Factor Benefit | 0 | 0 | 0 | 0 | 0 | 0 | 0 | 0 | 0 | 0 | 0 | 0 | 0 | 0 | 0 | 0 | 0 | 0 | 0 | 0 | 0 | 0 | 0
|  | Cost 1 | 22187.4706 | 0 | 918.6319 | 936.4534 | 954.6206 | 973.1402 | 992.0191 | 1011.2643 | 1030.8828 | 1050.8819 | 1071.269 | 1092.0517 | 1113.2375 | 1134.8343 | 1156.8501 | 1179.293 | 1202.1712 | 1225.4934 | 1249.2679 | 1273.5037 | 1298.2097 | 1323.395 | 0
|  | Cost 2 | 0 | 0 | 0 | 0 | 0 | 0 | 0 | 0 | 0 | 0 | 0 | 0 | 0 | 0 | 0 | 0 | 0 | 0 | 0 | 0 | 0 | 0 | 0
|  | Cost 3 | 0 | 0 | 0 | 0 | 0 | 0 | 0 | 0 | 0 | 0 | 0 | 0 | 0 | 0 | 0 | 0 | 0 | 0 | 0 | 0 | 0 | 0 | 0
|  | Cost 4 | 0 | 0 | 0 | 0 | 0 | 0 | 0 | 0 | 0 | 0 | 0 | 0 | 0 | 0 | 0 | 0 | 0 | 0 | 0 | 0 | 0 | 0 | 0
|  | Cost 5 | 0 | 0 | 0 | 0 | 0 | 0 | 0 | 0 | 0 | 0 | 0 | 0 | 0 | 0 | 0 | 0 | 0 | 0 | 0 | 0 | 0 | 0 | 0
|  | Risk 1 | 0 | 0 | 0 | 0 | 0 | 0 | 0 | 0 | 0 | 0 | 0 | 0 | 0 | 0 | 0 | 0 | 0 | 0 | 0 | 0 | 0 | 0 | 0
|  | Risk 2 | 0 | 0 | 0 | 0 | 0 | 0 | 0 | 0 | 0 | 0 | 0 | 0 | 0 | 0 | 0 | 0 | 0 | 0 | 0 | 0 | 0 | 0 | 0
|  | Risk 3 | 0 | 0 | 0 | 0 | 0 | 0 | 0 | 0 | 0 | 0 | 0 | 0 | 0 | 0 | 0 | 0 | 0 | 0 | 0 | 0 | 0 | 0 | 0
|  | Risk 4 | 0 | 0 | 0 | 0 | 0 | 0 | 0 | 0 | 0 | 0 | 0 | 0 | 0 | 0 | 0 | 0 | 0 | 0 | 0 | 0 | 0 | 0 | 0
|  | Risk 5 | 0 | 0 | 0 | 0 | 0 | 0 | 0 | 0 | 0 | 0 | 0 | 0 | 0 | 0 | 0 | 0 | 0 | 0 | 0 | 0 | 0 | 0 | 0
|  | Total Costs | 22187.4706 | 0 | 918.6319 | 936.4534 | 954.6206 | 973.1402 | 992.0191 | 1011.2643 | 1030.8828 | 1050.8819 | 1071.269 | 1092.0517 | 1113.2375 | 1134.8343 | 1156.8501 | 1179.293 | 1202.1712 | 1225.4934 | 1249.2679 | 1273.5037 | 1298.2097 | 1323.395 | 0
|  | Present Value (PV) of Total Costs | 9063.621 | 0 | 777.8972 | 729.7215 | 684.5294 | 642.1361 | 602.3682 | 565.0632 | 530.0685 | 497.241 | 466.4466 | 437.5592 | 410.4609 | 385.0408 | 361.195 | 338.826 | 317.8423 | 298.1581 | 279.693 | 262.3714 | 246.1226 | 230.8801 | 0
Option 2: Perform the Service Mains Deterioration Field Works for 5 Minutes Neutral Integrity Data Reads
|  | Capital Costs | 4370.1252 | 1652.7192 | 987.3863 | 615.7914 | 674.0264 | 440.2019 | 0 | 0 | 0 | 0 | 0 | 0 | 0 | 0 | 0 | 0 | 0 | 0 | 0 | 0 | 0 | 0 | 0
|  | Maintenance Costs | 0 | 0 | 0 | 0 | 0 | 0 | 0 | 0 | 0 | 0 | 0 | 0 | 0 | 0 | 0 | 0 | 0 | 0 | 0 | 0 | 0 | 0 | 0
Negative Impact on Revenue (STPIS)
|  | SAIFI sustained | 0 | 0 | 0 | 0 | 0 | 0 | 0 | 0 | 0 | 0 | 0 | 0 | 0 | 0 | 0 | 0 | 0 | 0 | 0 | 0 | 0 | 0 | 0
|  | SAIDI accidental | 0 | 0 | 0 | 0 | 0 | 0 | 0 | 0 | 0 | 0 | 0 | 0 | 0 | 0 | 0 | 0 | 0 | 0 | 0 | 0 | 0 | 0 | 0
|  | MAIFI momentary | 0 | 0 | 0 | 0 | 0 | 0 | 0 | 0 | 0 | 0 | 0 | 0 | 0 | 0 | 0 | 0 | 0 | 0 | 0 | 0 | 0 | 0 | 0
|  | Call centre response | 0 | 0 | 0 | 0 | 0 | 0 | 0 | 0 | 0 | 0 | 0 | 0 | 0 | 0 | 0 | 0 | 0 | 0 | 0 | 0 | 0 | 0 | 0
|  | Network Outage Costs | 0 | 0 | 0 | 0 | 0 | 0 | 0 | 0 | 0 | 0 | 0 | 0 | 0 | 0 | 0 | 0 | 0 | 0 | 0 | 0 | 0 | 0 | 0
|  | Loss of F Factor Benefit | 0 | 0 | 0 | 0 | 0 | 0 | 0 | 0 | 0 | 0 | 0 | 0 | 0 | 0 | 0 | 0 | 0 | 0 | 0 | 0 | 0 | 0 | 0
|  | Cost 1 | 0 | 0 | 0 | 0 | 0 | 0 | 0 | 0 | 0 | 0 | 0 | 0 | 0 | 0 | 0 | 0 | 0 | 0 | 0 | 0 | 0 | 0 | 0
|  | Cost 2 | 0 | 0 | 0 | 0 | 0 | 0 | 0 | 0 | 0 | 0 | 0 | 0 | 0 | 0 | 0 | 0 | 0 | 0 | 0 | 0 | 0 | 0 | 0
|  | Cost 3 | 0 | 0 | 0 | 0 | 0 | 0 | 0 | 0 | 0 | 0 | 0 | 0 | 0 | 0 | 0 | 0 | 0 | 0 | 0 | 0 | 0 | 0 | 0
|  | Cost 4 | 0 | 0 | 0 | 0 | 0 | 0 | 0 | 0 | 0 | 0 | 0 | 0 | 0 | 0 | 0 | 0 | 0 | 0 | 0 | 0 | 0 | 0 | 0
|  | Cost 5 | 0 | 0 | 0 | 0 | 0 | 0 | 0 | 0 | 0 | 0 | 0 | 0 | 0 | 0 | 0 | 0 | 0 | 0 | 0 | 0 | 0 | 0 | 0
|  | Risk 1 | 0 | 0 | 0 | 0 | 0 | 0 | 0 | 0 | 0 | 0 | 0 | 0 | 0 | 0 | 0 | 0 | 0 | 0 | 0 | 0 | 0 | 0 | 0
|  | Risk 2 | 0 | 0 | 0 | 0 | 0 | 0 | 0 | 0 | 0 | 0 | 0 | 0 | 0 | 0 | 0 | 0 | 0 | 0 | 0 | 0 | 0 | 0 | 0
|  | Risk 3 | 0 | 0 | 0 | 0 | 0 | 0 | 0 | 0 | 0 | 0 | 0 | 0 | 0 | 0 | 0 | 0 | 0 | 0 | 0 | 0 | 0 | 0 | 0
|  | Risk 4 | 0 | 0 | 0 | 0 | 0 | 0 | 0 | 0 | 0 | 0 | 0 | 0 | 0 | 0 | 0 | 0 | 0 | 0 | 0 | 0 | 0 | 0 | 0
|  | Risk 5 | 0 | 0 | 0 | 0 | 0 | 0 | 0 | 0 | 0 | 0 | 0 | 0 | 0 | 0 | 0 | 0 | 0 | 0 | 0 | 0 | 0 | 0 | 0
|  | Total Costs | 4370.1252 | 1652.7192 | 987.3863 | 615.7914 | 674.0264 | 440.2019 | 0 | 0 | 0 | 0 | 0 | 0 | 0 | 0 | 0 | 0 | 0 | 0 | 0 | 0 | 0 | 0 | 0
|  | Present Value (PV) of Total Costs | 3610.6234 | 1520.8606 | 836.1184 | 479.849 | 483.3238 | 290.4716 | 0 | 0 | 0 | 0 | 0 | 0 | 0 | 0 | 0 | 0 | 0 | 0 | 0 | 0 | 0 | 0 | 0
Option 3: Perform the Service Mains Deterioration Field Works for 1 Minutes Neutral Integrity Data Reads
|  | Capital Costs | 10278.057 | 3058.2 | 2078.3527 | 2118.6728 | 2159.775 | 863.0565 | 0 | 0 | 0 | 0 | 0 | 0 | 0 | 0 | 0 | 0 | 0 | 0 | 0 | 0 | 0 | 0 | 0
|  | Maintenance Costs | 0 | 0 | 0 | 0 | 0 | 0 | 0 | 0 | 0 | 0 | 0 | 0 | 0 | 0 | 0 | 0 | 0 | 0 | 0 | 0 | 0 | 0 | 0
Negative Impact on Revenue (STPIS)
|  | SAIFI sustained | 0 | 0 | 0 | 0 | 0 | 0 | 0 | 0 | 0 | 0 | 0 | 0 | 0 | 0 | 0 | 0 | 0 | 0 | 0 | 0 | 0 | 0 | 0
|  | SAIDI accidental | 0 | 0 | 0 | 0 | 0 | 0 | 0 | 0 | 0 | 0 | 0 | 0 | 0 | 0 | 0 | 0 | 0 | 0 | 0 | 0 | 0 | 0 | 0
|  | MAIFI momentary | 0 | 0 | 0 | 0 | 0 | 0 | 0 | 0 | 0 | 0 | 0 | 0 | 0 | 0 | 0 | 0 | 0 | 0 | 0 | 0 | 0 | 0 | 0
|  | Call centre response | 0 | 0 | 0 | 0 | 0 | 0 | 0 | 0 | 0 | 0 | 0 | 0 | 0 | 0 | 0 | 0 | 0 | 0 | 0 | 0 | 0 | 0 | 0
|  | Network Outage Costs | 0 | 0 | 0 | 0 | 0 | 0 | 0 | 0 | 0 | 0 | 0 | 0 | 0 | 0 | 0 | 0 | 0 | 0 | 0 | 0 | 0 | 0 | 0
|  | Loss of F Factor Benefit | 0 | 0 | 0 | 0 | 0 | 0 | 0 | 0 | 0 | 0 | 0 | 0 | 0 | 0 | 0 | 0 | 0 | 0 | 0 | 0 | 0 | 0 | 0
|  | Cost 1 | 0 | 0 | 0 | 0 | 0 | 0 | 0 | 0 | 0 | 0 | 0 | 0 | 0 | 0 | 0 | 0 | 0 | 0 | 0 | 0 | 0 | 0 | 0
|  | Cost 2 | 0 | 0 | 0 | 0 | 0 | 0 | 0 | 0 | 0 | 0 | 0 | 0 | 0 | 0 | 0 | 0 | 0 | 0 | 0 | 0 | 0 | 0 | 0
|  | Cost 3 | 0 | 0 | 0 | 0 | 0 | 0 | 0 | 0 | 0 | 0 | 0 | 0 | 0 | 0 | 0 | 0 | 0 | 0 | 0 | 0 | 0 | 0 | 0
|  | Cost 4 | 0 | 0 | 0 | 0 | 0 | 0 | 0 | 0 | 0 | 0 | 0 | 0 | 0 | 0 | 0 | 0 | 0 | 0 | 0 | 0 | 0 | 0 | 0
|  | Cost 5 | 0 | 0 | 0 | 0 | 0 | 0 | 0 | 0 | 0 | 0 | 0 | 0 | 0 | 0 | 0 | 0 | 0 | 0 | 0 | 0 | 0 | 0 | 0
|  | Risk 1 | 0 | 0 | 0 | 0 | 0 | 0 | 0 | 0 | 0 | 0 | 0 | 0 | 0 | 0 | 0 | 0 | 0 | 0 | 0 | 0 | 0 | 0 | 0
|  | Risk 2 | 0 | 0 | 0 | 0 | 0 | 0 | 0 | 0 | 0 | 0 | 0 | 0 | 0 | 0 | 0 | 0 | 0 | 0 | 0 | 0 | 0 | 0 | 0
|  | Risk 3 | 0 | 0 | 0 | 0 | 0 | 0 | 0 | 0 | 0 | 0 | 0 | 0 | 0 | 0 | 0 | 0 | 0 | 0 | 0 | 0 | 0 | 0 | 0
|  | Risk 4 | 0 | 0 | 0 | 0 | 0 | 0 | 0 | 0 | 0 | 0 | 0 | 0 | 0 | 0 | 0 | 0 | 0 | 0 | 0 | 0 | 0 | 0 | 0
|  | Risk 5 | 0 | 0 | 0 | 0 | 0 | 0 | 0 | 0 | 0 | 0 | 0 | 0 | 0 | 0 | 0 | 0 | 0 | 0 | 0 | 0 | 0 | 0 | 0
|  | Total Costs | 10278.057 | 3058.2 | 2078.3527 | 2118.6728 | 2159.775 | 863.0565 | 0 | 0 | 0 | 0 | 0 | 0 | 0 | 0 | 0 | 0 | 0 | 0 | 0 | 0 | 0 | 0 | 0
|  | Present Value (PV) of Total Costs | 8343.3155 | 2814.2082 | 1759.9483 | 1650.9537 | 1548.7091 | 569.4963 | 0 | 0 | 0 | 0 | 0 | 0 | 0 | 0 | 0 | 0 | 0 | 0 | 0 | 0 | 0 | 0 | 0
Option 4:
|  | Capital Costs | 0 | 0 | 0 | 0 | 0 | 0 | 0 | 0 | 0 | 0 | 0 | 0 | 0 | 0 | 0 | 0 | 0 | 0 | 0 | 0 | 0 | 0 | 0
|  | Maintenance Costs | 0 | 0 | 0 | 0 | 0 | 0 | 0 | 0 | 0 | 0 | 0 | 0 | 0 | 0 | 0 | 0 | 0 | 0 | 0 | 0 | 0 | 0 | 0
Negative Impact on Revenue (STPIS)
|  | SAIFI sustained | 0 | 0 | 0 | 0 | 0 | 0 | 0 | 0 | 0 | 0 | 0 | 0 | 0 | 0 | 0 | 0 | 0 | 0 | 0 | 0 | 0 | 0 | 0
|  | SAIDI accidental | 0 | 0 | 0 | 0 | 0 | 0 | 0 | 0 | 0 | 0 | 0 | 0 | 0 | 0 | 0 | 0 | 0 | 0 | 0 | 0 | 0 | 0 | 0
|  | MAIFI momentary | 0 | 0 | 0 | 0 | 0 | 0 | 0 | 0 | 0 | 0 | 0 | 0 | 0 | 0 | 0 | 0 | 0 | 0 | 0 | 0 | 0 | 0 | 0
|  | Call centre response | 0 | 0 | 0 | 0 | 0 | 0 | 0 | 0 | 0 | 0 | 0 | 0 | 0 | 0 | 0 | 0 | 0 | 0 | 0 | 0 | 0 | 0 | 0
|  | Network Outage Costs | 0 | 0 | 0 | 0 | 0 | 0 | 0 | 0 | 0 | 0 | 0 | 0 | 0 | 0 | 0 | 0 | 0 | 0 | 0 | 0 | 0 | 0 | 0
|  | Loss of F Factor Benefit | 0 | 0 | 0 | 0 | 0 | 0 | 0 | 0 | 0 | 0 | 0 | 0 | 0 | 0 | 0 | 0 | 0 | 0 | 0 | 0 | 0 | 0 | 0
|  | Cost 1 | 0 | 0 | 0 | 0 | 0 | 0 | 0 | 0 | 0 | 0 | 0 | 0 | 0 | 0 | 0 | 0 | 0 | 0 | 0 | 0 | 0 | 0 | 0
|  | Cost 2 | 0 | 0 | 0 | 0 | 0 | 0 | 0 | 0 | 0 | 0 | 0 | 0 | 0 | 0 | 0 | 0 | 0 | 0 | 0 | 0 | 0 | 0 | 0
|  | Cost 3 | 0 | 0 | 0 | 0 | 0 | 0 | 0 | 0 | 0 | 0 | 0 | 0 | 0 | 0 | 0 | 0 | 0 | 0 | 0 | 0 | 0 | 0 | 0
|  | Cost 4 | 0 | 0 | 0 | 0 | 0 | 0 | 0 | 0 | 0 | 0 | 0 | 0 | 0 | 0 | 0 | 0 | 0 | 0 | 0 | 0 | 0 | 0 | 0
|  | Cost 5 | 0 | 0 | 0 | 0 | 0 | 0 | 0 | 0 | 0 | 0 | 0 | 0 | 0 | 0 | 0 | 0 | 0 | 0 | 0 | 0 | 0 | 0 | 0
|  | Risk 1 | 0 | 0 | 0 | 0 | 0 | 0 | 0 | 0 | 0 | 0 | 0 | 0 | 0 | 0 | 0 | 0 | 0 | 0 | 0 | 0 | 0 | 0 | 0
|  | Risk 2 | 0 | 0 | 0 | 0 | 0 | 0 | 0 | 0 | 0 | 0 | 0 | 0 | 0 | 0 | 0 | 0 | 0 | 0 | 0 | 0 | 0 | 0 | 0
|  | Risk 3 | 0 | 0 | 0 | 0 | 0 | 0 | 0 | 0 | 0 | 0 | 0 | 0 | 0 | 0 | 0 | 0 | 0 | 0 | 0 | 0 | 0 | 0 | 0
|  | Risk 4 | 0 | 0 | 0 | 0 | 0 | 0 | 0 | 0 | 0 | 0 | 0 | 0 | 0 | 0 | 0 | 0 | 0 | 0 | 0 | 0 | 0 | 0 | 0
|  | Risk 5 | 0 | 0 | 0 | 0 | 0 | 0 | 0 | 0 | 0 | 0 | 0 | 0 | 0 | 0 | 0 | 0 | 0 | 0 | 0 | 0 | 0 | 0 | 0
|  | Total Costs | 0 | 0 | 0 | 0 | 0 | 0 | 0 | 0 | 0 | 0 | 0 | 0 | 0 | 0 | 0 | 0 | 0 | 0 | 0 | 0 | 0 | 0 | 0
|  | Present Value (PV) of Total Costs | 0 | 0 | 0 | 0 | 0 | 0 | 0 | 0 | 0 | 0 | 0 | 0 | 0 | 0 | 0 | 0 | 0 | 0 | 0 | 0 | 0 | 0 | 0
Option 5:
|  | Capital Costs | 0 | 0 | 0 | 0 | 0 | 0 | 0 | 0 | 0 | 0 | 0 | 0 | 0 | 0 | 0 | 0 | 0 | 0 | 0 | 0 | 0 | 0 | 0
|  | Maintenance Costs | 0 | 0 | 0 | 0 | 0 | 0 | 0 | 0 | 0 | 0 | 0 | 0 | 0 | 0 | 0 | 0 | 0 | 0 | 0 | 0 | 0 | 0 | 0
Negative Impact on Revenue (STPIS)
|  | SAIFI sustained | 0 | 0 | 0 | 0 | 0 | 0 | 0 | 0 | 0 | 0 | 0 | 0 | 0 | 0 | 0 | 0 | 0 | 0 | 0 | 0 | 0 | 0 | 0
|  | SAIDI accidental | 0 | 0 | 0 | 0 | 0 | 0 | 0 | 0 | 0 | 0 | 0 | 0 | 0 | 0 | 0 | 0 | 0 | 0 | 0 | 0 | 0 | 0 | 0
|  | MAIFI momentary | 0 | 0 | 0 | 0 | 0 | 0 | 0 | 0 | 0 | 0 | 0 | 0 | 0 | 0 | 0 | 0 | 0 | 0 | 0 | 0 | 0 | 0 | 0
|  | Call centre response | 0 | 0 | 0 | 0 | 0 | 0 | 0 | 0 | 0 | 0 | 0 | 0 | 0 | 0 | 0 | 0 | 0 | 0 | 0 | 0 | 0 | 0 | 0
|  | Network Outage Costs | 0 | 0 | 0 | 0 | 0 | 0 | 0 | 0 | 0 | 0 | 0 | 0 | 0 | 0 | 0 | 0 | 0 | 0 | 0 | 0 | 0 | 0 | 0
|  | Loss of F Factor Benefit | 0 | 0 | 0 | 0 | 0 | 0 | 0 | 0 | 0 | 0 | 0 | 0 | 0 | 0 | 0 | 0 | 0 | 0 | 0 | 0 | 0 | 0 | 0
|  | Cost 1 | 0 | 0 | 0 | 0 | 0 | 0 | 0 | 0 | 0 | 0 | 0 | 0 | 0 | 0 | 0 | 0 | 0 | 0 | 0 | 0 | 0 | 0 | 0
|  | Cost 2 | 0 | 0 | 0 | 0 | 0 | 0 | 0 | 0 | 0 | 0 | 0 | 0 | 0 | 0 | 0 | 0 | 0 | 0 | 0 | 0 | 0 | 0 | 0
|  | Cost 3 | 0 | 0 | 0 | 0 | 0 | 0 | 0 | 0 | 0 | 0 | 0 | 0 | 0 | 0 | 0 | 0 | 0 | 0 | 0 | 0 | 0 | 0 | 0
|  | Cost 4 | 0 | 0 | 0 | 0 | 0 | 0 | 0 | 0 | 0 | 0 | 0 | 0 | 0 | 0 | 0 | 0 | 0 | 0 | 0 | 0 | 0 | 0 | 0
|  | Cost 5 | 0 | 0 | 0 | 0 | 0 | 0 | 0 | 0 | 0 | 0 | 0 | 0 | 0 | 0 | 0 | 0 | 0 | 0 | 0 | 0 | 0 | 0 | 0
|  | Risk 1 | 0 | 0 | 0 | 0 | 0 | 0 | 0 | 0 | 0 | 0 | 0 | 0 | 0 | 0 | 0 | 0 | 0 | 0 | 0 | 0 | 0 | 0 | 0
|  | Risk 2 | 0 | 0 | 0 | 0 | 0 | 0 | 0 | 0 | 0 | 0 | 0 | 0 | 0 | 0 | 0 | 0 | 0 | 0 | 0 | 0 | 0 | 0 | 0
|  | Risk 3 | 0 | 0 | 0 | 0 | 0 | 0 | 0 | 0 | 0 | 0 | 0 | 0 | 0 | 0 | 0 | 0 | 0 | 0 | 0 | 0 | 0 | 0 | 0
|  | Risk 4 | 0 | 0 | 0 | 0 | 0 | 0 | 0 | 0 | 0 | 0 | 0 | 0 | 0 | 0 | 0 | 0 | 0 | 0 | 0 | 0 | 0 | 0 | 0
|  | Risk 5 | 0 | 0 | 0 | 0 | 0 | 0 | 0 | 0 | 0 | 0 | 0 | 0 | 0 | 0 | 0 | 0 | 0 | 0 | 0 | 0 | 0 | 0 | 0
|  | Total Costs | 0 | 0 | 0 | 0 | 0 | 0 | 0 | 0 | 0 | 0 | 0 | 0 | 0 | 0 | 0 | 0 | 0 | 0 | 0 | 0 | 0 | 0 | 0
|  | Present Value (PV) of Total Costs | 0 | 0 | 0 | 0 | 0 | 0 | 0 | 0 | 0 | 0 | 0 | 0 | 0 | 0 | 0 | 0 | 0 | 0 | 0 | 0 | 0 | 0 | 0
Summary
Total Costs
1 |  | "Status Quo" Reference Case |  | 0 | 0 | 0 | 0 | 0 | 0 | 0 | 0 | 0 | 0 | 0 | 0 | 0 | 0 | 0 | 0 | 0 | 0 | 0 | 0 | 0 | 0
2 |  | Option 1: Perform Manual Neutral Integrity Testing |  | 0 | 918.6319 | 936.4534 | 954.6206 | 973.1402 | 992.0191 | 1011.2643 | 1030.8828 | 1050.8819 | 1071.269 | 1092.0517 | 1113.2375 | 1134.8343 | 1156.8501 | 1179.293 | 1202.1712 | 1225.4934 | 1249.2679 | 1273.5037 | 1298.2097 | 1323.395 | 0
3 |  | Option 2: Perform the Service Mains Deterioration Field Works for 5 Minutes Neutral Integrity Data Reads |  | 1652.7192 | 987.3863 | 615.7914 | 674.0264 | 440.2019 | 0 | 0 | 0 | 0 | 0 | 0 | 0 | 0 | 0 | 0 | 0 | 0 | 0 | 0 | 0 | 0 | 0
4 |  | Option 3: Perform the Service Mains Deterioration Field Works for 1 Minutes Neutral Integrity Data Reads |  | 3058.2 | 2078.3527 | 2118.6728 | 2159.775 | 863.0565 | 0 | 0 | 0 | 0 | 0 | 0 | 0 | 0 | 0 | 0 | 0 | 0 | 0 | 0 | 0 | 0 | 0
5 |  | Option 4: |  | 0 | 0 | 0 | 0 | 0 | 0 | 0 | 0 | 0 | 0 | 0 | 0 | 0 | 0 | 0 | 0 | 0 | 0 | 0 | 0 | 0 | 0
6 |  | Option 5: |  | 0 | 0 | 0 | 0 | 0 | 0 | 0 | 0 | 0 | 0 | 0 | 0 | 0 | 0 | 0 | 0 | 0 | 0 | 0 | 0 | 0 | 0
PV of Total Costs
1 |  | "Status Quo" Reference Case |  | 0 | 0 | 0 | 0 | 0 | 0 | 0 | 0 | 0 | 0 | 0 | 0 | 0 | 0 | 0 | 0 | 0 | 0 | 0 | 0 | 0 | 0
2 |  | Option 1: Perform Manual Neutral Integrity Testing |  | 0 | 777.8972 | 729.7215 | 684.5294 | 642.1361 | 602.3682 | 565.0632 | 530.0685 | 497.241 | 466.4466 | 437.5592 | 410.4609 | 385.0408 | 361.195 | 338.826 | 317.8423 | 298.1581 | 279.693 | 262.3714 | 246.1226 | 230.8801 | 0
3 |  | Option 2: Perform the Service Mains Deterioration Field Works for 5 Minutes Neutral Integrity Data Reads |  | 1520.8606 | 836.1184 | 479.849 | 483.3238 | 290.4716 | 0 | 0 | 0 | 0 | 0 | 0 | 0 | 0 | 0 | 0 | 0 | 0 | 0 | 0 | 0 | 0 | 0
4 |  | Option 3: Perform the Service Mains Deterioration Field Works for 1 Minutes Neutral Integrity Data Reads |  | 2814.2082 | 1759.9483 | 1650.9537 | 1548.7091 | 569.4963 | 0 | 0 | 0 | 0 | 0 | 0 | 0 | 0 | 0 | 0 | 0 | 0 | 0 | 0 | 0 | 0 | 0
5 |  | Option 4: |  | 0 | 0 | 0 | 0 | 0 | 0 | 0 | 0 | 0 | 0 | 0 | 0 | 0 | 0 | 0 | 0 | 0 | 0 | 0 | 0 | 0 | 0
6 |  | Option 5: |  | 0 | 0 | 0 | 0 | 0 | 0 | 0 | 0 | 0 | 0 | 0 | 0 | 0 | 0 | 0 | 0 | 0 | 0 | 0 | 0 | 0 | 0
Total Capital Costs
1 |  | "Status Quo" Reference Case |  | 0 | 0 | 0 | 0 | 0 | 0 | 0 | 0 | 0 | 0 | 0 | 0 | 0 | 0 | 0 | 0 | 0 | 0 | 0 | 0 | 0 | 0
2 |  | Option 1: Perform Manual Neutral Integrity Testing |  | 0 | 0 | 0 | 0 | 0 | 0 | 0 | 0 | 0 | 0 | 0 | 0 | 0 | 0 | 0 | 0 | 0 | 0 | 0 | 0 | 0 | 0
3 |  | Option 2: Perform the Service Mains Deterioration Field Works for 5 Minutes Neutral Integrity Data Reads |  | 1652.7192 | 987.3863 | 615.7914 | 674.0264 | 440.2019 | 0 | 0 | 0 | 0 | 0 | 0 | 0 | 0 | 0 | 0 | 0 | 0 | 0 | 0 | 0 | 0 | 0
4 |  | Option 3: Perform the Service Mains Deterioration Field Works for 1 Minutes Neutral Integrity Data Reads |  | 3058.2 | 2078.3527 | 2118.6728 | 2159.775 | 863.0565 | 0 | 0 | 0 | 0 | 0 | 0 | 0 | 0 | 0 | 0 | 0 | 0 | 0 | 0 | 0 | 0 | 0
5 |  | Option 4: |  | 0 | 0 | 0 | 0 | 0 | 0 | 0 | 0 | 0 | 0 | 0 | 0 | 0 | 0 | 0 | 0 | 0 | 0 | 0 | 0 | 0 | 0
6 |  | Option 5: |  | 0 | 0 | 0 | 0 | 0 | 0 | 0 | 0 | 0 | 0 | 0 | 0 | 0 | 0 | 0 | 0 | 0 | 0 | 0 | 0 | 0 | 0
Differential Analysis between Status Quo and Option 2: Perform the Service Mains Deterioration Field Works for 5 Minutes Neutral Integrity Data Reads
|  | Cashflow - Status Quo |  | 0 | 0 | 0 | 0 | 0 | 0 | 0 | 0 | 0 | 0 | 0 | 0 | 0 | 0 | 0 | 0 | 0 | 0 | 0 | 0 | 0 | 0
|  | Cashflow - Option 2: Perform the Service Mains Deterioration Field Works for 5 Minutes Neutral Integrity Data Reads |  | -1652.7192 | -987.3863 | -615.7914 | -674.0264 | -440.2019 | 0 | 0 | 0 | 0 | 0 | 0 | 0 | 0 | 0 | 0 | 0 | 0 | 0 | 0 | 0 | 0 | 0
|  | Difference in Cashflow |  | -1652.7192 | -987.3863 | -615.7914 | -674.0264 | -440.2019 | 0 | 0 | 0 | 0 | 0 | 0 | 0 | 0 | 0 | 0 | 0 | 0 | 0 | 0 | 0 | 0 | 0
|  | PV - Status Quo |  | 0 | 0 | 0 | 0 | 0 | 0 | 0 | 0 | 0 | 0 | 0 | 0 | 0 | 0 | 0 | 0 | 0 | 0 | 0 | 0 | 0 | 0
|  | PV - Option 2: Perform the Service Mains Deterioration Field Works for 5 Minutes Neutral Integrity Data Reads |  | -1520.8606 | -836.1184 | -479.849 | -483.3238 | -290.4716 | 0 | 0 | 0 | 0 | 0 | 0 | 0 | 0 | 0 | 0 | 0 | 0 | 0 | 0 | 0 | 0 | 0
|  | Difference in PV |  | -1520.8606 | -836.1184 | -479.849 | -483.3238 | -290.4716 | 0 | 0 | 0 | 0 | 0 | 0 | 0 | 0 | 0 | 0 | 0 | 0 | 0 | 0 | 0 | 0 | 0
|  | Cumulative difference in PV |  | -1520.8606 | -2356.9789 | -2836.828 | -3320.1518 | -3610.6234 | -3610.6234 | -3610.6234 | -3610.6234 | -3610.6234 | -3610.6234 | -3610.6234 | -3610.6234 | -3610.6234 | -3610.6234 | -3610.6234 | -3610.6234 | -3610.6234 | -3610.6234 | -3610.6234 | -3610.6234 | -3610.6234 | -3610.6234
Analysis
|  | PV of Difference in Cashflow | -3610.6234
|  | Internal Rate of Return | 0%
|  | Discounted payback (years) | 21
Cumulative Table
|  |  | "Status Quo" Reference Case | 2016 0: Option 1: Perform Manual Neutral Integrity Testing; 2017 1: Option 2: Perform the Service Mains Deterioration Field Works for 5 Minutes Neutral Integrity Data Reads; 2018 2: Option 3: Perform the Service Mains Deterioration Field Works for 1 Minutes Neutral Integrity Data Reads; 2019 3: Option 4:; 2020 4: Option 5:
|  | Capital Costs | 0 | 2016 0: 0; 2017 1: 4370.1252; 2018 2: 10278.057; 2019 3: 0; 2020 4: 0
|  | Maintenance Costs | 0 | 2016 0: 0; 2017 1: 0; 2018 2: 0; 2019 3: 0; 2020 4: 0
|  | Negative Impact on Revenue (STPIS) | 0 | 2016 0: 0; 2017 1: 0; 2018 2: 0; 2019 3: 0; 2020 4: 0
|  | Network Outage Costs | 0 | 2016 0: 0; 2017 1: 0; 2018 2: 0; 2019 3: 0; 2020 4: 0
|  | Loss of F Factor Benefit | 0 | 2016 0: 0; 2017 1: 0; 2018 2: 0; 2019 3: 0; 2020 4: 0
|  | Cost 1 | 0 | 2016 0: 22187.4706; 2017 1: 0; 2018 2: 0; 2019 3: 0; 2020 4: 0
|  | Cost 2 | 0 | 2016 0: 0; 2017 1: 0; 2018 2: 0; 2019 3: 0; 2020 4: 0
|  | Cost 3 | 0 | 2016 0: 0; 2017 1: 0; 2018 2: 0; 2019 3: 0; 2020 4: 0
|  | Cost 4 | 0 | 2016 0: 0; 2017 1: 0; 2018 2: 0; 2019 3: 0; 2020 4: 0
|  | Cost 5 | 0 | 2016 0: 0; 2017 1: 0; 2018 2: 0; 2019 3: 0; 2020 4: 0
|  | Risk | 0 | 2016 0: 0; 2017 1: 0; 2018 2: 0; 2019 3: 0; 2020 4: 0
|  | Total Costs | 0 | 2016 0: 22187.4706; 2017 1: 4370.1252; 2018 2: 10278.057; 2019 3: 0; 2020 4: 0
|  | PV of Total Costs |  | 2016 0: 9063.621; 2017 1: 3610.6234; 2018 2: 8343.3155
|  | Least Cost (PV) | 3610.6234
|  | Least Cost Option | Option 2: Perform the Service Mains Deterioration Field Works for 5 Minutes Neutral Integrity Data Reads
Graph & Working Data
|  |  |  | 2016 | 2017 | 2018 | 2019 | 2020 | 2021 | 2022 | 2023 | 2024 | 2025 | 2026
|  |  | 'Status Quo': annual costs | 0 | 0 | 0 | 0 | 0 | 0 | 0 | 0 | 0 | 0 | 0 | 0 | 0 | 0 | 0 | 0 | 0 | 0 | 0 | 0 | 0 | 0
|  |  | Option 2: Perform the Service Mains Deterioration Field Works for 5 Minutes Neutral Integrity Data Reads annual costs | 143.2908 | 228.8971 | 282.2863 | 340.7243 | 378.8899 | 378.8899 | 378.8899 | 378.8899 | 378.8899 | 378.8899 | 378.8899 | 378.8899 | 378.8899 | 378.8899 | 378.8899 | 378.8899 | 378.8899 | 378.8899 | 378.8899 | 378.8899 | 378.8899 | 378.8899
|  |  | Option 2: Perform the Service Mains Deterioration Field Works for 5 Minutes Neutral Integrity Data Reads PV of costs | 1520.8606 | 836.1184 | 479.849 | 483.3238 | 290.4716 | 0 | 0 | 0 | 0 | 0 | 0 | 0 | 0 | 0 | 0 | 0 | 0 | 0 | 0 | 0 | 0 | 0
"Status Quo" Reference Case
|  |  | Capital Costs | 0 | 0 | 0 | 0 | 0 | 0 | 0 | 0 | 0 | 0 | 0 | 0 | 0 | 0 | 0 | 0 | 0 | 0 | 0 | 0 | 0 | 0
|  |  | Funding Costs | 0 | 0 | 0 | 0 | 0 | 0 | 0 | 0 | 0 | 0 | 0 | 0 | 0 | 0 | 0 | 0 | 0 | 0 | 0 | 0 | 0 | 0
|  |  | Annual Costs | 0 | 0 | 0 | 0 | 0 | 0 | 0 | 0 | 0 | 0 | 0 | 0 | 0 | 0 | 0 | 0 | 0 | 0 | 0 | 0 | 0 | 0
|  |  | Annualised costs | 0 | 0 | 0 | 0 | 0 | 0 | 0 | 0 | 0 | 0 | 0 | 0 | 0 | 0 | 0 | 0 | 0 | 0 | 0 | 0 | 0 | 0
| 3 |  | Recommended Case: Option 2: Perform the Service Mains Deterioration Field Works for 5 Minutes Neutral Integrity Data Reads
|  |  | Capital Costs | 1652.7192 | 2640.1055 | 3255.8969 | 3929.9232 | 4370.1252 | 4370.1252 | 4370.1252 | 4370.1252 | 4370.1252 | 4370.1252 | 4370.1252 | 4370.1252 | 4370.1252 | 4370.1252 | 4370.1252 | 4370.1252 | 4370.1252 | 4370.1252 | 4370.1252 | 4370.1252 | 4370.1252 | 4370.1252
|  |  | Funding Costs | 143.2908 | 228.8971 | 282.2863 | 340.7243 | 378.8899 | 378.8899 | 378.8899 | 378.8899 | 378.8899 | 378.8899 | 378.8899 | 378.8899 | 378.8899 | 378.8899 | 378.8899 | 378.8899 | 378.8899 | 378.8899 | 378.8899 | 378.8899 | 378.8899 | 378.8899
|  |  | Annual Costs | 0 | 0 | 0 | 0 | 0 | 0 | 0 | 0 | 0 | 0 | 0 | 0 | 0 | 0 | 0 | 0 | 0 | 0 | 0 | 0 | 0 | 0
|  |  | Annualised costs | 143.2908 | 228.8971 | 282.2863 | 340.7243 | 378.8899 | 378.8899 | 378.8899 | 378.8899 | 378.8899 | 378.8899 | 378.8899 | 378.8899 | 378.8899 | 378.8899 | 378.8899 | 378.8899 | 378.8899 | 378.8899 | 378.8899 | 378.8899 | 378.8899 | 378.8899

## Calc (Sensitivities)
Go to Best Case Scenario
Go to Worst Case Scenario
| $000, nominal |  |  | CAPITAL EXPENDITURE PROPOSAL
|  | Input in Real $2015 |  | Service Mains Deterioration Field Works
|  |  |  | 2016 | 2017 | 2018 | 2019 | 2020 | 2021 | 2022 | 2023 | 2024 | 2025 | 2026 | 2027 | 2028 | 2029 | 2030 | 2031 | 2032 | 2033 | 2034 | 2035 | 2036
|  |  | t= | 0 | 1 | 2 | 3 | 4 | 5 | 6 | 7 | 8 | 9 | 10 | 11 | 12 | 13 | 14 | 15 | 16 | 17 | 18 | 19 | 20
| Inflation (%) |  |  |  | 1.94% | 1.94% | 1.94% | 1.94% | 1.94% | 1.94% | 1.94% | 1.94% | 1.94% | 1.94% | 1.94% | 1.94% | 1.94% | 1.94% | 1.94% | 1.94% | 1.94% | 1.94% | 1.94% | 1.94%
| Discount index |  |  | 1.0767 | 1.1593 | 1.2482 | 1.3439 | 1.447 | 1.558 | 1.6775 | 1.8062 | 1.9447 | 2.0939 | 2.2545 | 2.4274 | 2.6136 | 2.814 | 3.0298 | 3.2622 | 3.5124 | 3.7819 | 4.0719 | 4.3842 | 4.7205
| Inflation Index |  |  | 1.0194 | 1.0392 | 1.0593 | 1.0799 | 1.1008 | 1.1222 | 1.144 | 1.1662 | 1.1888 | 1.2118 | 1.2354 | 1.2593 | 1.2837 | 1.3087 | 1.334 | 1.3599 | 1.3863 | 1.4132 | 1.4406 | 1.4686 | 1.4971
BEST CASE SCENARIO
| Discount Rate |  | 7.67%
| Capex movement |  | -10%
| Opex movement |  | -10%
| SAIDI |  | -10%
| SAIFI |  | -10%
| MAIFI |  | -10%
"Status Quo" Reference Case
|  | Capital Costs | 0 | 0 | 0 | 0 | 0 | 0 | 0 | 0 | 0 | 0 | 0 | 0 | 0 | 0 | 0 | 0 | 0 | 0 | 0 | 0 | 0 | 0
|  | Maintenance Costs | 0 | 0 | 0 | 0 | 0 | 0 | 0 | 0 | 0 | 0 | 0 | 0 | 0 | 0 | 0 | 0 | 0 | 0 | 0 | 0 | 0 | 0
Negative Impact on Revenue (STPIS)
|  | SAIFI sustained | 0 | 0 | 0 | 0 | 0 | 0 | 0 | 0 | 0 | 0 | 0 | 0 | 0 | 0 | 0 | 0 | 0 | 0 | 0 | 0 | 0 | 0
|  | SAIDI accidental | 0 | 0 | 0 | 0 | 0 | 0 | 0 | 0 | 0 | 0 | 0 | 0 | 0 | 0 | 0 | 0 | 0 | 0 | 0 | 0 | 0 | 0
|  | MAIFI momentary | 0 | 0 | 0 | 0 | 0 | 0 | 0 | 0 | 0 | 0 | 0 | 0 | 0 | 0 | 0 | 0 | 0 | 0 | 0 | 0 | 0 | 0
|  | Call centre response | 0 | 0 | 0 | 0 | 0 | 0 | 0 | 0 | 0 | 0 | 0 | 0 | 0 | 0 | 0 | 0 | 0 | 0 | 0 | 0 | 0 | 0
|  | Network Outage Costs | 0 | 0 | 0 | 0 | 0 | 0 | 0 | 0 | 0 | 0 | 0 | 0 | 0 | 0 | 0 | 0 | 0 | 0 | 0 | 0 | 0 | 0
|  | Loss of F Factor Benefit | 0 | 0 | 0 | 0 | 0 | 0 | 0 | 0 | 0 | 0 | 0 | 0 | 0 | 0 | 0 | 0 | 0 | 0 | 0 | 0 | 0 | 0
|  | Cost 1 | 0 | 0 | 0 | 0 | 0 | 0 | 0 | 0 | 0 | 0 | 0 | 0 | 0 | 0 | 0 | 0 | 0 | 0 | 0 | 0 | 0 | 0
|  | Cost 2 | 0 | 0 | 0 | 0 | 0 | 0 | 0 | 0 | 0 | 0 | 0 | 0 | 0 | 0 | 0 | 0 | 0 | 0 | 0 | 0 | 0 | 0
|  | Cost 3 | 0 | 0 | 0 | 0 | 0 | 0 | 0 | 0 | 0 | 0 | 0 | 0 | 0 | 0 | 0 | 0 | 0 | 0 | 0 | 0 | 0 | 0
|  | Cost 4 | 0 | 0 | 0 | 0 | 0 | 0 | 0 | 0 | 0 | 0 | 0 | 0 | 0 | 0 | 0 | 0 | 0 | 0 | 0 | 0 | 0 | 0
|  | Cost 5 | 0 | 0 | 0 | 0 | 0 | 0 | 0 | 0 | 0 | 0 | 0 | 0 | 0 | 0 | 0 | 0 | 0 | 0 | 0 | 0 | 0 | 0
|  | Risk 1 | 0 | 0 | 0 | 0 | 0 | 0 | 0 | 0 | 0 | 0 | 0 | 0 | 0 | 0 | 0 | 0 | 0 | 0 | 0 | 0 | 0 | 0
|  | Risk 2 | 0 | 0 | 0 | 0 | 0 | 0 | 0 | 0 | 0 | 0 | 0 | 0 | 0 | 0 | 0 | 0 | 0 | 0 | 0 | 0 | 0 | 0
|  | Risk 3 | 0 | 0 | 0 | 0 | 0 | 0 | 0 | 0 | 0 | 0 | 0 | 0 | 0 | 0 | 0 | 0 | 0 | 0 | 0 | 0 | 0 | 0
|  | Risk 4 | 0 | 0 | 0 | 0 | 0 | 0 | 0 | 0 | 0 | 0 | 0 | 0 | 0 | 0 | 0 | 0 | 0 | 0 | 0 | 0 | 0 | 0
|  | Risk 5 | 0 | 0 | 0 | 0 | 0 | 0 | 0 | 0 | 0 | 0 | 0 | 0 | 0 | 0 | 0 | 0 | 0 | 0 | 0 | 0 | 0 | 0
|  | Total Costs | 0 | 0 | 0 | 0 | 0 | 0 | 0 | 0 | 0 | 0 | 0 | 0 | 0 | 0 | 0 | 0 | 0 | 0 | 0 | 0 | 0 | 0
|  | Present Value (PV) of Total Costs | 0 | 0 | 0 | 0 | 0 | 0 | 0 | 0 | 0 | 0 | 0 | 0 | 0 | 0 | 0 | 0 | 0 | 0 | 0 | 0 | 0 | 0
Option 1: Perform Manual Neutral Integrity Testing
|  | Capital Costs | 0 | 0 | 0 | 0 | 0 | 0 | 0 | 0 | 0 | 0 | 0 | 0 | 0 | 0 | 0 | 0 | 0 | 0 | 0 | 0 | 0 | 0
|  | Maintenance Costs | 0 | 0 | 0 | 0 | 0 | 0 | 0 | 0 | 0 | 0 | 0 | 0 | 0 | 0 | 0 | 0 | 0 | 0 | 0 | 0 | 0 | 0
Negative Impact on Revenue (STPIS)
|  | SAIFI sustained | 0 | 0 | 0 | 0 | 0 | 0 | 0 | 0 | 0 | 0 | 0 | 0 | 0 | 0 | 0 | 0 | 0 | 0 | 0 | 0 | 0 | 0
|  | SAIDI accidental | 0 | 0 | 0 | 0 | 0 | 0 | 0 | 0 | 0 | 0 | 0 | 0 | 0 | 0 | 0 | 0 | 0 | 0 | 0 | 0 | 0 | 0
|  | MAIFI momentary | 0 | 0 | 0 | 0 | 0 | 0 | 0 | 0 | 0 | 0 | 0 | 0 | 0 | 0 | 0 | 0 | 0 | 0 | 0 | 0 | 0 | 0
|  | Call centre response | 0 | 0 | 0 | 0 | 0 | 0 | 0 | 0 | 0 | 0 | 0 | 0 | 0 | 0 | 0 | 0 | 0 | 0 | 0 | 0 | 0 | 0
|  | Network Outage Costs | 0 | 0 | 0 | 0 | 0 | 0 | 0 | 0 | 0 | 0 | 0 | 0 | 0 | 0 | 0 | 0 | 0 | 0 | 0 | 0 | 0 | 0
|  | Loss of F Factor Benefit | 0 | 0 | 0 | 0 | 0 | 0 | 0 | 0 | 0 | 0 | 0 | 0 | 0 | 0 | 0 | 0 | 0 | 0 | 0 | 0 | 0 | 0
|  | Cost 1 | 19968.7235 | 0 | 826.7687 | 842.808 | 859.1585 | 875.8262 | 892.8172 | 910.1379 | 927.7945 | 945.7937 | 964.1421 | 982.8465 | 1001.9137 | 1021.3509 | 1041.1651 | 1061.3637 | 1081.9541 | 1102.944 | 1124.3411 | 1146.1534 | 1168.3887 | 1191.0555
|  | Cost 2 | 0 | 0 | 0 | 0 | 0 | 0 | 0 | 0 | 0 | 0 | 0 | 0 | 0 | 0 | 0 | 0 | 0 | 0 | 0 | 0 | 0 | 0
|  | Cost 3 | 0 | 0 | 0 | 0 | 0 | 0 | 0 | 0 | 0 | 0 | 0 | 0 | 0 | 0 | 0 | 0 | 0 | 0 | 0 | 0 | 0 | 0
|  | Cost 4 | 0 | 0 | 0 | 0 | 0 | 0 | 0 | 0 | 0 | 0 | 0 | 0 | 0 | 0 | 0 | 0 | 0 | 0 | 0 | 0 | 0 | 0
|  | Cost 5 | 0 | 0 | 0 | 0 | 0 | 0 | 0 | 0 | 0 | 0 | 0 | 0 | 0 | 0 | 0 | 0 | 0 | 0 | 0 | 0 | 0 | 0
|  | Risk 1 | 0 | 0 | 0 | 0 | 0 | 0 | 0 | 0 | 0 | 0 | 0 | 0 | 0 | 0 | 0 | 0 | 0 | 0 | 0 | 0 | 0 | 0
|  | Risk 2 | 0 | 0 | 0 | 0 | 0 | 0 | 0 | 0 | 0 | 0 | 0 | 0 | 0 | 0 | 0 | 0 | 0 | 0 | 0 | 0 | 0 | 0
|  | Risk 3 | 0 | 0 | 0 | 0 | 0 | 0 | 0 | 0 | 0 | 0 | 0 | 0 | 0 | 0 | 0 | 0 | 0 | 0 | 0 | 0 | 0 | 0
|  | Risk 4 | 0 | 0 | 0 | 0 | 0 | 0 | 0 | 0 | 0 | 0 | 0 | 0 | 0 | 0 | 0 | 0 | 0 | 0 | 0 | 0 | 0 | 0
|  | Risk 5 | 0 | 0 | 0 | 0 | 0 | 0 | 0 | 0 | 0 | 0 | 0 | 0 | 0 | 0 | 0 | 0 | 0 | 0 | 0 | 0 | 0 | 0
|  | Total Costs | 19968.7235 | 0 | 826.7687 | 842.808 | 859.1585 | 875.8262 | 892.8172 | 910.1379 | 927.7945 | 945.7937 | 964.1421 | 982.8465 | 1001.9137 | 1021.3509 | 1041.1651 | 1061.3637 | 1081.9541 | 1102.944 | 1124.3411 | 1146.1534 | 1168.3887 | 1191.0555
|  | Present Value (PV) of Total Costs | 8912.094 | 0 | 713.1725 | 675.2188 | 639.2849 | 605.2633 | 573.0523 | 542.5555 | 513.6817 | 486.3445 | 460.4621 | 435.9572 | 412.7564 | 390.7902 | 369.9931 | 350.3027 | 331.6603 | 314.0099 | 297.2989 | 281.4772 | 266.4975 | 252.315
Option 2: Perform the Service Mains Deterioration Field Works for 5 Minutes Neutral Integrity Data Reads
|  | Capital Costs | 3933.1127 | 1487.4473 | 888.6477 | 554.2123 | 606.6237 | 396.1818 | 0 | 0 | 0 | 0 | 0 | 0 | 0 | 0 | 0 | 0 | 0 | 0 | 0 | 0 | 0 | 0
|  | Maintenance Costs | 0 | 0 | 0 | 0 | 0 | 0 | 0 | 0 | 0 | 0 | 0 | 0 | 0 | 0 | 0 | 0 | 0 | 0 | 0 | 0 | 0 | 0
Negative Impact on Revenue (STPIS)
|  | SAIFI sustained | 0 | 0 | 0 | 0 | 0 | 0 | 0 | 0 | 0 | 0 | 0 | 0 | 0 | 0 | 0 | 0 | 0 | 0 | 0 | 0 | 0 | 0
|  | SAIDI accidental | 0 | 0 | 0 | 0 | 0 | 0 | 0 | 0 | 0 | 0 | 0 | 0 | 0 | 0 | 0 | 0 | 0 | 0 | 0 | 0 | 0 | 0
|  | MAIFI momentary | 0 | 0 | 0 | 0 | 0 | 0 | 0 | 0 | 0 | 0 | 0 | 0 | 0 | 0 | 0 | 0 | 0 | 0 | 0 | 0 | 0 | 0
|  | Call centre response | 0 | 0 | 0 | 0 | 0 | 0 | 0 | 0 | 0 | 0 | 0 | 0 | 0 | 0 | 0 | 0 | 0 | 0 | 0 | 0 | 0 | 0
|  | Network Outage Costs | 0 | 0 | 0 | 0 | 0 | 0 | 0 | 0 | 0 | 0 | 0 | 0 | 0 | 0 | 0 | 0 | 0 | 0 | 0 | 0 | 0 | 0
|  | Loss of F Factor Benefit | 0 | 0 | 0 | 0 | 0 | 0 | 0 | 0 | 0 | 0 | 0 | 0 | 0 | 0 | 0 | 0 | 0 | 0 | 0 | 0 | 0 | 0
|  | Cost 1 | 0 | 0 | 0 | 0 | 0 | 0 | 0 | 0 | 0 | 0 | 0 | 0 | 0 | 0 | 0 | 0 | 0 | 0 | 0 | 0 | 0 | 0
|  | Cost 2 | 0 | 0 | 0 | 0 | 0 | 0 | 0 | 0 | 0 | 0 | 0 | 0 | 0 | 0 | 0 | 0 | 0 | 0 | 0 | 0 | 0 | 0
|  | Cost 3 | 0 | 0 | 0 | 0 | 0 | 0 | 0 | 0 | 0 | 0 | 0 | 0 | 0 | 0 | 0 | 0 | 0 | 0 | 0 | 0 | 0 | 0
|  | Cost 4 | 0 | 0 | 0 | 0 | 0 | 0 | 0 | 0 | 0 | 0 | 0 | 0 | 0 | 0 | 0 | 0 | 0 | 0 | 0 | 0 | 0 | 0
|  | Cost 5 | 0 | 0 | 0 | 0 | 0 | 0 | 0 | 0 | 0 | 0 | 0 | 0 | 0 | 0 | 0 | 0 | 0 | 0 | 0 | 0 | 0 | 0
|  | Risk 1 | 0 | 0 | 0 | 0 | 0 | 0 | 0 | 0 | 0 | 0 | 0 | 0 | 0 | 0 | 0 | 0 | 0 | 0 | 0 | 0 | 0 | 0
|  | Risk 2 | 0 | 0 | 0 | 0 | 0 | 0 | 0 | 0 | 0 | 0 | 0 | 0 | 0 | 0 | 0 | 0 | 0 | 0 | 0 | 0 | 0 | 0
|  | Risk 3 | 0 | 0 | 0 | 0 | 0 | 0 | 0 | 0 | 0 | 0 | 0 | 0 | 0 | 0 | 0 | 0 | 0 | 0 | 0 | 0 | 0 | 0
|  | Risk 4 | 0 | 0 | 0 | 0 | 0 | 0 | 0 | 0 | 0 | 0 | 0 | 0 | 0 | 0 | 0 | 0 | 0 | 0 | 0 | 0 | 0 | 0
|  | Risk 5 | 0 | 0 | 0 | 0 | 0 | 0 | 0 | 0 | 0 | 0 | 0 | 0 | 0 | 0 | 0 | 0 | 0 | 0 | 0 | 0 | 0 | 0
|  | Total Costs | 3933.1127 | 1487.4473 | 888.6477 | 554.2123 | 606.6237 | 396.1818 | 0 | 0 | 0 | 0 | 0 | 0 | 0 | 0 | 0 | 0 | 0 | 0 | 0 | 0 | 0 | 0
|  | Present Value (PV) of Total Costs | 3317.2161 | 1381.4872 | 766.5495 | 444.0092 | 451.3782 | 273.7921 | 0 | 0 | 0 | 0 | 0 | 0 | 0 | 0 | 0 | 0 | 0 | 0 | 0 | 0 | 0 | 0
Option 3: Perform the Service Mains Deterioration Field Works for 1 Minutes Neutral Integrity Data Reads
|  | Capital Costs | 9250.2513 | 2752.38 | 1870.5174 | 1906.8055 | 1943.7975 | 776.7508 | 0 | 0 | 0 | 0 | 0 | 0 | 0 | 0 | 0 | 0 | 0 | 0 | 0 | 0 | 0 | 0
|  | Maintenance Costs | 0 | 0 | 0 | 0 | 0 | 0 | 0 | 0 | 0 | 0 | 0 | 0 | 0 | 0 | 0 | 0 | 0 | 0 | 0 | 0 | 0 | 0
Negative Impact on Revenue (STPIS)
|  | SAIFI sustained | 0 | 0 | 0 | 0 | 0 | 0 | 0 | 0 | 0 | 0 | 0 | 0 | 0 | 0 | 0 | 0 | 0 | 0 | 0 | 0 | 0 | 0
|  | SAIDI accidental | 0 | 0 | 0 | 0 | 0 | 0 | 0 | 0 | 0 | 0 | 0 | 0 | 0 | 0 | 0 | 0 | 0 | 0 | 0 | 0 | 0 | 0
|  | MAIFI momentary | 0 | 0 | 0 | 0 | 0 | 0 | 0 | 0 | 0 | 0 | 0 | 0 | 0 | 0 | 0 | 0 | 0 | 0 | 0 | 0 | 0 | 0
|  | Call centre response | 0 | 0 | 0 | 0 | 0 | 0 | 0 | 0 | 0 | 0 | 0 | 0 | 0 | 0 | 0 | 0 | 0 | 0 | 0 | 0 | 0 | 0
|  | Network Outage Costs | 0 | 0 | 0 | 0 | 0 | 0 | 0 | 0 | 0 | 0 | 0 | 0 | 0 | 0 | 0 | 0 | 0 | 0 | 0 | 0 | 0 | 0
|  | Loss of F Factor Benefit | 0 | 0 | 0 | 0 | 0 | 0 | 0 | 0 | 0 | 0 | 0 | 0 | 0 | 0 | 0 | 0 | 0 | 0 | 0 | 0 | 0 | 0
|  | Cost 1 | 0 | 0 | 0 | 0 | 0 | 0 | 0 | 0 | 0 | 0 | 0 | 0 | 0 | 0 | 0 | 0 | 0 | 0 | 0 | 0 | 0 | 0
|  | Cost 2 | 0 | 0 | 0 | 0 | 0 | 0 | 0 | 0 | 0 | 0 | 0 | 0 | 0 | 0 | 0 | 0 | 0 | 0 | 0 | 0 | 0 | 0
|  | Cost 3 | 0 | 0 | 0 | 0 | 0 | 0 | 0 | 0 | 0 | 0 | 0 | 0 | 0 | 0 | 0 | 0 | 0 | 0 | 0 | 0 | 0 | 0
|  | Cost 4 | 0 | 0 | 0 | 0 | 0 | 0 | 0 | 0 | 0 | 0 | 0 | 0 | 0 | 0 | 0 | 0 | 0 | 0 | 0 | 0 | 0 | 0
|  | Cost 5 | 0 | 0 | 0 | 0 | 0 | 0 | 0 | 0 | 0 | 0 | 0 | 0 | 0 | 0 | 0 | 0 | 0 | 0 | 0 | 0 | 0 | 0
|  | Risk 1 | 0 | 0 | 0 | 0 | 0 | 0 | 0 | 0 | 0 | 0 | 0 | 0 | 0 | 0 | 0 | 0 | 0 | 0 | 0 | 0 | 0 | 0
|  | Risk 2 | 0 | 0 | 0 | 0 | 0 | 0 | 0 | 0 | 0 | 0 | 0 | 0 | 0 | 0 | 0 | 0 | 0 | 0 | 0 | 0 | 0 | 0
|  | Risk 3 | 0 | 0 | 0 | 0 | 0 | 0 | 0 | 0 | 0 | 0 | 0 | 0 | 0 | 0 | 0 | 0 | 0 | 0 | 0 | 0 | 0 | 0
|  | Risk 4 | 0 | 0 | 0 | 0 | 0 | 0 | 0 | 0 | 0 | 0 | 0 | 0 | 0 | 0 | 0 | 0 | 0 | 0 | 0 | 0 | 0 | 0
|  | Risk 5 | 0 | 0 | 0 | 0 | 0 | 0 | 0 | 0 | 0 | 0 | 0 | 0 | 0 | 0 | 0 | 0 | 0 | 0 | 0 | 0 | 0 | 0
|  | Total Costs | 9250.2513 | 2752.38 | 1870.5174 | 1906.8055 | 1943.7975 | 776.7508 | 0 | 0 | 0 | 0 | 0 | 0 | 0 | 0 | 0 | 0 | 0 | 0 | 0 | 0 | 0 | 0
|  | Present Value (PV) of Total Costs | 7680.6083 | 2556.311 | 1613.5125 | 1527.6443 | 1446.3459 | 536.7946 | 0 | 0 | 0 | 0 | 0 | 0 | 0 | 0 | 0 | 0 | 0 | 0 | 0 | 0 | 0 | 0
Option 4:
|  | Capital Costs | 0 | 0 | 0 | 0 | 0 | 0 | 0 | 0 | 0 | 0 | 0 | 0 | 0 | 0 | 0 | 0 | 0 | 0 | 0 | 0 | 0 | 0
|  | Maintenance Costs | 0 | 0 | 0 | 0 | 0 | 0 | 0 | 0 | 0 | 0 | 0 | 0 | 0 | 0 | 0 | 0 | 0 | 0 | 0 | 0 | 0 | 0
Negative Impact on Revenue (STPIS)
|  | SAIFI sustained | 0 | 0 | 0 | 0 | 0 | 0 | 0 | 0 | 0 | 0 | 0 | 0 | 0 | 0 | 0 | 0 | 0 | 0 | 0 | 0 | 0 | 0
|  | SAIDI accidental | 0 | 0 | 0 | 0 | 0 | 0 | 0 | 0 | 0 | 0 | 0 | 0 | 0 | 0 | 0 | 0 | 0 | 0 | 0 | 0 | 0 | 0
|  | MAIFI momentary | 0 | 0 | 0 | 0 | 0 | 0 | 0 | 0 | 0 | 0 | 0 | 0 | 0 | 0 | 0 | 0 | 0 | 0 | 0 | 0 | 0 | 0
|  | Call centre response | 0 | 0 | 0 | 0 | 0 | 0 | 0 | 0 | 0 | 0 | 0 | 0 | 0 | 0 | 0 | 0 | 0 | 0 | 0 | 0 | 0 | 0
|  | Network Outage Costs | 0 | 0 | 0 | 0 | 0 | 0 | 0 | 0 | 0 | 0 | 0 | 0 | 0 | 0 | 0 | 0 | 0 | 0 | 0 | 0 | 0 | 0
|  | Loss of F Factor Benefit | 0 | 0 | 0 | 0 | 0 | 0 | 0 | 0 | 0 | 0 | 0 | 0 | 0 | 0 | 0 | 0 | 0 | 0 | 0 | 0 | 0 | 0
|  | Cost 1 | 0 | 0 | 0 | 0 | 0 | 0 | 0 | 0 | 0 | 0 | 0 | 0 | 0 | 0 | 0 | 0 | 0 | 0 | 0 | 0 | 0 | 0
|  | Cost 2 | 0 | 0 | 0 | 0 | 0 | 0 | 0 | 0 | 0 | 0 | 0 | 0 | 0 | 0 | 0 | 0 | 0 | 0 | 0 | 0 | 0 | 0
|  | Cost 3 | 0 | 0 | 0 | 0 | 0 | 0 | 0 | 0 | 0 | 0 | 0 | 0 | 0 | 0 | 0 | 0 | 0 | 0 | 0 | 0 | 0 | 0
|  | Cost 4 | 0 | 0 | 0 | 0 | 0 | 0 | 0 | 0 | 0 | 0 | 0 | 0 | 0 | 0 | 0 | 0 | 0 | 0 | 0 | 0 | 0 | 0
|  | Cost 5 | 0 | 0 | 0 | 0 | 0 | 0 | 0 | 0 | 0 | 0 | 0 | 0 | 0 | 0 | 0 | 0 | 0 | 0 | 0 | 0 | 0 | 0
|  | Risk 1 | 0 | 0 | 0 | 0 | 0 | 0 | 0 | 0 | 0 | 0 | 0 | 0 | 0 | 0 | 0 | 0 | 0 | 0 | 0 | 0 | 0 | 0
|  | Risk 2 | 0 | 0 | 0 | 0 | 0 | 0 | 0 | 0 | 0 | 0 | 0 | 0 | 0 | 0 | 0 | 0 | 0 | 0 | 0 | 0 | 0 | 0
|  | Risk 3 | 0 | 0 | 0 | 0 | 0 | 0 | 0 | 0 | 0 | 0 | 0 | 0 | 0 | 0 | 0 | 0 | 0 | 0 | 0 | 0 | 0 | 0
|  | Risk 4 | 0 | 0 | 0 | 0 | 0 | 0 | 0 | 0 | 0 | 0 | 0 | 0 | 0 | 0 | 0 | 0 | 0 | 0 | 0 | 0 | 0 | 0
|  | Risk 5 | 0 | 0 | 0 | 0 | 0 | 0 | 0 | 0 | 0 | 0 | 0 | 0 | 0 | 0 | 0 | 0 | 0 | 0 | 0 | 0 | 0 | 0
|  | Total Costs | 0 | 0 | 0 | 0 | 0 | 0 | 0 | 0 | 0 | 0 | 0 | 0 | 0 | 0 | 0 | 0 | 0 | 0 | 0 | 0 | 0 | 0
|  | Present Value (PV) of Total Costs | 0 | 0 | 0 | 0 | 0 | 0 | 0 | 0 | 0 | 0 | 0 | 0 | 0 | 0 | 0 | 0 | 0 | 0 | 0 | 0 | 0 | 0
Option 5:
|  | Capital Costs | 0 | 0 | 0 | 0 | 0 | 0 | 0 | 0 | 0 | 0 | 0 | 0 | 0 | 0 | 0 | 0 | 0 | 0 | 0 | 0 | 0 | 0
|  | Maintenance Costs | 0 | 0 | 0 | 0 | 0 | 0 | 0 | 0 | 0 | 0 | 0 | 0 | 0 | 0 | 0 | 0 | 0 | 0 | 0 | 0 | 0 | 0
Negative Impact on Revenue (STPIS)
|  | SAIFI sustained | 0 | 0 | 0 | 0 | 0 | 0 | 0 | 0 | 0 | 0 | 0 | 0 | 0 | 0 | 0 | 0 | 0 | 0 | 0 | 0 | 0 | 0
|  | SAIDI accidental | 0 | 0 | 0 | 0 | 0 | 0 | 0 | 0 | 0 | 0 | 0 | 0 | 0 | 0 | 0 | 0 | 0 | 0 | 0 | 0 | 0 | 0
|  | MAIFI momentary | 0 | 0 | 0 | 0 | 0 | 0 | 0 | 0 | 0 | 0 | 0 | 0 | 0 | 0 | 0 | 0 | 0 | 0 | 0 | 0 | 0 | 0
|  | Call centre response | 0 | 0 | 0 | 0 | 0 | 0 | 0 | 0 | 0 | 0 | 0 | 0 | 0 | 0 | 0 | 0 | 0 | 0 | 0 | 0 | 0 | 0
|  | Network Outage Costs | 0 | 0 | 0 | 0 | 0 | 0 | 0 | 0 | 0 | 0 | 0 | 0 | 0 | 0 | 0 | 0 | 0 | 0 | 0 | 0 | 0 | 0
|  | Loss of F Factor Benefit | 0 | 0 | 0 | 0 | 0 | 0 | 0 | 0 | 0 | 0 | 0 | 0 | 0 | 0 | 0 | 0 | 0 | 0 | 0 | 0 | 0 | 0
|  | Cost 1 | 0 | 0 | 0 | 0 | 0 | 0 | 0 | 0 | 0 | 0 | 0 | 0 | 0 | 0 | 0 | 0 | 0 | 0 | 0 | 0 | 0 | 0
|  | Cost 2 | 0 | 0 | 0 | 0 | 0 | 0 | 0 | 0 | 0 | 0 | 0 | 0 | 0 | 0 | 0 | 0 | 0 | 0 | 0 | 0 | 0 | 0
|  | Cost 3 | 0 | 0 | 0 | 0 | 0 | 0 | 0 | 0 | 0 | 0 | 0 | 0 | 0 | 0 | 0 | 0 | 0 | 0 | 0 | 0 | 0 | 0
|  | Cost 4 | 0 | 0 | 0 | 0 | 0 | 0 | 0 | 0 | 0 | 0 | 0 | 0 | 0 | 0 | 0 | 0 | 0 | 0 | 0 | 0 | 0 | 0
|  | Cost 5 | 0 | 0 | 0 | 0 | 0 | 0 | 0 | 0 | 0 | 0 | 0 | 0 | 0 | 0 | 0 | 0 | 0 | 0 | 0 | 0 | 0 | 0
|  | Risk 1 | 0 | 0 | 0 | 0 | 0 | 0 | 0 | 0 | 0 | 0 | 0 | 0 | 0 | 0 | 0 | 0 | 0 | 0 | 0 | 0 | 0 | 0
|  | Risk 2 | 0 | 0 | 0 | 0 | 0 | 0 | 0 | 0 | 0 | 0 | 0 | 0 | 0 | 0 | 0 | 0 | 0 | 0 | 0 | 0 | 0 | 0
|  | Risk 3 | 0 | 0 | 0 | 0 | 0 | 0 | 0 | 0 | 0 | 0 | 0 | 0 | 0 | 0 | 0 | 0 | 0 | 0 | 0 | 0 | 0 | 0
|  | Risk 4 | 0 | 0 | 0 | 0 | 0 | 0 | 0 | 0 | 0 | 0 | 0 | 0 | 0 | 0 | 0 | 0 | 0 | 0 | 0 | 0 | 0 | 0
|  | Risk 5 | 0 | 0 | 0 | 0 | 0 | 0 | 0 | 0 | 0 | 0 | 0 | 0 | 0 | 0 | 0 | 0 | 0 | 0 | 0 | 0 | 0 | 0
|  | Total Costs | 0 | 0 | 0 | 0 | 0 | 0 | 0 | 0 | 0 | 0 | 0 | 0 | 0 | 0 | 0 | 0 | 0 | 0 | 0 | 0 | 0 | 0
|  | Present Value (PV) of Total Costs | 0 | 0 | 0 | 0 | 0 | 0 | 0 | 0 | 0 | 0 | 0 | 0 | 0 | 0 | 0 | 0 | 0 | 0 | 0 | 0 | 0 | 0
Summary
Total Costs
1 |  | "Status Quo" Reference Case |  | 0 | 0 | 0 | 0 | 0 | 0 | 0 | 0 | 0 | 0 | 0 | 0 | 0 | 0 | 0 | 0 | 0 | 0 | 0 | 0 | 0
2 |  | Option 1: Perform Manual Neutral Integrity Testing |  | 0 | 826.7687 | 842.808 | 859.1585 | 875.8262 | 892.8172 | 910.1379 | 927.7945 | 945.7937 | 964.1421 | 982.8465 | 1001.9137 | 1021.3509 | 1041.1651 | 1061.3637 | 1081.9541 | 1102.944 | 1124.3411 | 1146.1534 | 1168.3887 | 1191.0555
3 |  | Option 2: Perform the Service Mains Deterioration Field Works for 5 Minutes Neutral Integrity Data Reads |  | 1487.4473 | 888.6477 | 554.2123 | 606.6237 | 396.1818 | 0 | 0 | 0 | 0 | 0 | 0 | 0 | 0 | 0 | 0 | 0 | 0 | 0 | 0 | 0 | 0
4 |  | Option 3: Perform the Service Mains Deterioration Field Works for 1 Minutes Neutral Integrity Data Reads |  | 2752.38 | 1870.5174 | 1906.8055 | 1943.7975 | 776.7508 | 0 | 0 | 0 | 0 | 0 | 0 | 0 | 0 | 0 | 0 | 0 | 0 | 0 | 0 | 0 | 0
5 |  | Option 4: |  | 0 | 0 | 0 | 0 | 0 | 0 | 0 | 0 | 0 | 0 | 0 | 0 | 0 | 0 | 0 | 0 | 0 | 0 | 0 | 0 | 0
6 |  | Option 5: |  | 0 | 0 | 0 | 0 | 0 | 0 | 0 | 0 | 0 | 0 | 0 | 0 | 0 | 0 | 0 | 0 | 0 | 0 | 0 | 0 | 0
PV of Total Costs
1 |  | "Status Quo" Reference Case |  | 0 | 0 | 0 | 0 | 0 | 0 | 0 | 0 | 0 | 0 | 0 | 0 | 0 | 0 | 0 | 0 | 0 | 0 | 0 | 0 | 0
2 |  | Option 1: Perform Manual Neutral Integrity Testing |  | 0 | 713.1725 | 675.2188 | 639.2849 | 605.2633 | 573.0523 | 542.5555 | 513.6817 | 486.3445 | 460.4621 | 435.9572 | 412.7564 | 390.7902 | 369.9931 | 350.3027 | 331.6603 | 314.0099 | 297.2989 | 281.4772 | 266.4975 | 252.315
3 |  | Option 2: Perform the Service Mains Deterioration Field Works for 5 Minutes Neutral Integrity Data Reads |  | 1381.4872 | 766.5495 | 444.0092 | 451.3782 | 273.7921 | 0 | 0 | 0 | 0 | 0 | 0 | 0 | 0 | 0 | 0 | 0 | 0 | 0 | 0 | 0 | 0
4 |  | Option 3: Perform the Service Mains Deterioration Field Works for 1 Minutes Neutral Integrity Data Reads |  | 2556.311 | 1613.5125 | 1527.6443 | 1446.3459 | 536.7946 | 0 | 0 | 0 | 0 | 0 | 0 | 0 | 0 | 0 | 0 | 0 | 0 | 0 | 0 | 0 | 0
5 |  | Option 4: |  | 0 | 0 | 0 | 0 | 0 | 0 | 0 | 0 | 0 | 0 | 0 | 0 | 0 | 0 | 0 | 0 | 0 | 0 | 0 | 0 | 0
6 |  | Option 5: |  | 0 | 0 | 0 | 0 | 0 | 0 | 0 | 0 | 0 | 0 | 0 | 0 | 0 | 0 | 0 | 0 | 0 | 0 | 0 | 0 | 0
|  |  | "Status Quo" Reference Case | Service Mains Deterioration Field Works 2016 0: Option 1: Perform Manual Neutral Integrity Testing; Service Mains Deterioration Field Works 2017 1: Option 2: Perform the Service Mains Deterioration Field Works for 5 Minutes Neutral Integrity Data Reads; Service Mains Deterioration Field Works 2018 2: Option 3: Perform the Service Mains Deterioration Field Works for 1 Minutes Neutral Integrity Data Reads; Service Mains Deterioration Field Works 2019 3: Option 4:; Service Mains Deterioration Field Works 2020 4: Option 5:
|  | Capital Costs | 0 | Service Mains Deterioration Field Works 2016 0: 0; Service Mains Deterioration Field Works 2017 1: 3933.1127; Service Mains Deterioration Field Works 2018 2: 9250.2513; Service Mains Deterioration Field Works 2019 3: 0; Service Mains Deterioration Field Works 2020 4: 0
|  | Maintenance Costs | 0 | Service Mains Deterioration Field Works 2016 0: 0; Service Mains Deterioration Field Works 2017 1: 0; Service Mains Deterioration Field Works 2018 2: 0; Service Mains Deterioration Field Works 2019 3: 0; Service Mains Deterioration Field Works 2020 4: 0
|  | Negative Impact on Revenue (STPIS) | 0 | Service Mains Deterioration Field Works 2016 0: 0; Service Mains Deterioration Field Works 2017 1: 0; Service Mains Deterioration Field Works 2018 2: 0; Service Mains Deterioration Field Works 2019 3: 0; Service Mains Deterioration Field Works 2020 4: 0
|  | Network Outage Costs | 0 | Service Mains Deterioration Field Works 2016 0: 0; Service Mains Deterioration Field Works 2017 1: 0; Service Mains Deterioration Field Works 2018 2: 0; Service Mains Deterioration Field Works 2019 3: 0; Service Mains Deterioration Field Works 2020 4: 0
|  | Loss of F Factor Benefit | 0 | Service Mains Deterioration Field Works 2016 0: 0; Service Mains Deterioration Field Works 2017 1: 0; Service Mains Deterioration Field Works 2018 2: 0; Service Mains Deterioration Field Works 2019 3: 0; Service Mains Deterioration Field Works 2020 4: 0
|  | Cost 1 | 0 | Service Mains Deterioration Field Works 2016 0: 19968.7235; Service Mains Deterioration Field Works 2017 1: 0; Service Mains Deterioration Field Works 2018 2: 0; Service Mains Deterioration Field Works 2019 3: 0; Service Mains Deterioration Field Works 2020 4: 0
|  | Cost 2 | 0 | Service Mains Deterioration Field Works 2016 0: 0; Service Mains Deterioration Field Works 2017 1: 0; Service Mains Deterioration Field Works 2018 2: 0; Service Mains Deterioration Field Works 2019 3: 0; Service Mains Deterioration Field Works 2020 4: 0
|  | Cost 3 | 0 | Service Mains Deterioration Field Works 2016 0: 0; Service Mains Deterioration Field Works 2017 1: 0; Service Mains Deterioration Field Works 2018 2: 0; Service Mains Deterioration Field Works 2019 3: 0; Service Mains Deterioration Field Works 2020 4: 0
|  | Cost 4 | 0 | Service Mains Deterioration Field Works 2016 0: 0; Service Mains Deterioration Field Works 2017 1: 0; Service Mains Deterioration Field Works 2018 2: 0; Service Mains Deterioration Field Works 2019 3: 0; Service Mains Deterioration Field Works 2020 4: 0
|  | Cost 5 | 0 | Service Mains Deterioration Field Works 2016 0: 0; Service Mains Deterioration Field Works 2017 1: 0; Service Mains Deterioration Field Works 2018 2: 0; Service Mains Deterioration Field Works 2019 3: 0; Service Mains Deterioration Field Works 2020 4: 0
|  | Other Costs | 0 | Service Mains Deterioration Field Works 2016 0: 0; Service Mains Deterioration Field Works 2017 1: 0; Service Mains Deterioration Field Works 2018 2: 0; Service Mains Deterioration Field Works 2019 3: 0; Service Mains Deterioration Field Works 2020 4: 0
|  | Total Costs | 0 | Service Mains Deterioration Field Works 2016 0: 19968.7235; Service Mains Deterioration Field Works 2017 1: 3933.1127; Service Mains Deterioration Field Works 2018 2: 9250.2513; Service Mains Deterioration Field Works 2019 3: 0; Service Mains Deterioration Field Works 2020 4: 0
|  | PV of Total Costs |  | Service Mains Deterioration Field Works 2016 0: 8912.094; Service Mains Deterioration Field Works 2017 1: 3317.2161; Service Mains Deterioration Field Works 2018 2: 7680.6083
|  | Least Cost (PV) | 3317.2161
|  | Least Cost Option | Option 2: Perform the Service Mains Deterioration Field Works for 5 Minutes Neutral Integrity Data Reads
Graph & Working Data
|  |  |  | 2016 | 2017 | 2018 | 2019 | 2020 | 2021 | 2022 | 2023 | 2024 | 2025 | 2026
|  |  | Annual 'Status Quo' carrying costs | 0 | 0 | 0 | 0 | 0 | 0 | 0 | 0 | 0 | 0 | 0 | 0 | 0 | 0 | 0 | 0 | 0 | 0 | 0 | 0 | 0
|  |  | Option 2: Perform the Service Mains Deterioration Field Works for 5 Minutes Neutral Integrity Data Reads annual carrying costs | 128.9617 | 206.0074 | 254.0576 | 306.6519 | 341.0009 | 341.0009 | 341.0009 | 341.0009 | 341.0009 | 341.0009 | 341.0009 | 341.0009 | 341.0009 | 341.0009 | 341.0009 | 341.0009 | 341.0009 | 341.0009 | 341.0009 | 341.0009 | 341.0009
|  |  | Option 2: Perform the Service Mains Deterioration Field Works for 5 Minutes Neutral Integrity Data Reads PV of costs | 1381.4872 | 766.5495 | 444.0092 | 451.3782 | 273.7921 | 0 | 0 | 0 | 0 | 0 | 0 | 0 | 0 | 0 | 0 | 0 | 0 | 0 | 0 | 0 | 0
"Status Quo" Reference Case
|  |  | Annual Costs | 0 | 0 | 0 | 0 | 0 | 0 | 0 | 0 | 0 | 0 | 0 | 0 | 0 | 0 | 0 | 0 | 0 | 0 | 0 | 0 | 0
|  |  | Cumulative Costs | 0 | 0 | 0 | 0 | 0 | 0 | 0 | 0 | 0 | 0 | 0 | 0 | 0 | 0 | 0 | 0 | 0 | 0 | 0 | 0 | 0
|  |  | Funding Costs | 0 | 0 | 0 | 0 | 0 | 0 | 0 | 0 | 0 | 0 | 0 | 0 | 0 | 0 | 0 | 0 | 0 | 0 | 0 | 0 | 0
| 3 |  | Recommended Case: Option 2: Perform the Service Mains Deterioration Field Works for 5 Minutes Neutral Integrity Data Reads
|  |  | Annual Costs | 1487.4473 | 888.6477 | 554.2123 | 606.6237 | 396.1818 | 0 | 0 | 0 | 0 | 0 | 0 | 0 | 0 | 0 | 0 | 0 | 0 | 0 | 0 | 0 | 0
|  |  | Cumulative Costs | 1487.4473 | 2376.0949 | 2930.3072 | 3536.9309 | 3933.1127 | 3933.1127 | 3933.1127 | 3933.1127 | 3933.1127 | 3933.1127 | 3933.1127 | 3933.1127 | 3933.1127 | 3933.1127 | 3933.1127 | 3933.1127 | 3933.1127 | 3933.1127 | 3933.1127 | 3933.1127 | 3933.1127
|  |  | Funding Costs | 128.9617 | 206.0074 | 254.0576 | 306.6519 | 341.0009 | 341.0009 | 341.0009 | 341.0009 | 341.0009 | 341.0009 | 341.0009 | 341.0009 | 341.0009 | 341.0009 | 341.0009 | 341.0009 | 341.0009 | 341.0009 | 341.0009 | 341.0009 | 341.0009
| $000, nominal |  |  | 2016: CAPITAL EXPENDITURE PROPOSAL
Service Mains Deterioration Field Works
|  |  |  | 2016 | 2017 | 2018 | 2019 | 2020 | 2021 | 2022 | 2023 | 2024 | 2025 | 2026 | 2027 | 2028 | 2029 | 2030 | 2031 | 2032 | 2033 | 2034 | 2035 | 2036
|  |  | t= | 0 | 1 | 2 | 3 | 4 | 5 | 6 | 7 | 8 | 9 | 10 | 11 | 12 | 13 | 14 | 15 | 16 | 17 | 18 | 19 | 20
| Inflation (%) |  |  |  | 1.94% | 1.94% | 1.94% | 1.94% | 1.94% | 1.94% | 1.94% | 1.94% | 1.94% | 1.94% | 1.94% | 1.94% | 1.94% | 1.94% | 1.94% | 1.94% | 1.94% | 1.94% | 1.94% | 1.94%
| Inflation Index |  |  | 1 | 1.0194 | 1.0392 | 1.0593 | 1.0799 | 1.1008 | 1.1222 | 1.144 | 1.1662 | 1.1888 | 1.2118 | 1.2354 | 1.2593 | 1.2837 | 1.3087 | 1.334 | 1.3599 | 1.3863 | 1.4132 | 1.4406 | 1.4686
WORST CASE SCENARIO
| Discount Rate |  | 9.67%
| Capex movement |  | 10%
| Opex movement |  | 10%
| SAIDI |  | -10%
| SAIFI |  | -10%
| MAIFI |  | -10%
"Status Quo" Reference Case
|  | Capital Costs | 0 | 0 | 0 | 0 | 0 | 0 | 0 | 0 | 0 | 0 | 0 | 0 | 0 | 0 | 0 | 0 | 0 | 0 | 0 | 0 | 0 | 0
|  | Maintenance Costs | 0 | 0 | 0 | 0 | 0 | 0 | 0 | 0 | 0 | 0 | 0 | 0 | 0 | 0 | 0 | 0 | 0 | 0 | 0 | 0 | 0 | 0
Negative Impact on Revenue (STPIS)
|  | SAIFI sustained | 0 | 0 | 0 | 0 | 0 | 0 | 0 | 0 | 0 | 0 | 0 | 0 | 0 | 0 | 0 | 0 | 0 | 0 | 0 | 0 | 0 | 0
|  | SAIDI accidental | 0 | 0 | 0 | 0 | 0 | 0 | 0 | 0 | 0 | 0 | 0 | 0 | 0 | 0 | 0 | 0 | 0 | 0 | 0 | 0 | 0 | 0
|  | MAIFI momentary | 0 | 0 | 0 | 0 | 0 | 0 | 0 | 0 | 0 | 0 | 0 | 0 | 0 | 0 | 0 | 0 | 0 | 0 | 0 | 0 | 0 | 0
|  | Call centre response | 0 | 0 | 0 | 0 | 0 | 0 | 0 | 0 | 0 | 0 | 0 | 0 | 0 | 0 | 0 | 0 | 0 | 0 | 0 | 0 | 0 | 0
|  | Network Outage Costs | 0 | 0 | 0 | 0 | 0 | 0 | 0 | 0 | 0 | 0 | 0 | 0 | 0 | 0 | 0 | 0 | 0 | 0 | 0 | 0 | 0 | 0
|  | Loss of F Factor Benefit | 0 | 0 | 0 | 0 | 0 | 0 | 0 | 0 | 0 | 0 | 0 | 0 | 0 | 0 | 0 | 0 | 0 | 0 | 0 | 0 | 0 | 0
|  | Cost 1 | 0 | 0 | 0 | 0 | 0 | 0 | 0 | 0 | 0 | 0 | 0 | 0 | 0 | 0 | 0 | 0 | 0 | 0 | 0 | 0 | 0 | 0
|  | Cost 2 | 0 | 0 | 0 | 0 | 0 | 0 | 0 | 0 | 0 | 0 | 0 | 0 | 0 | 0 | 0 | 0 | 0 | 0 | 0 | 0 | 0 | 0
|  | Cost 3 | 0 | 0 | 0 | 0 | 0 | 0 | 0 | 0 | 0 | 0 | 0 | 0 | 0 | 0 | 0 | 0 | 0 | 0 | 0 | 0 | 0 | 0
|  | Cost 4 | 0 | 0 | 0 | 0 | 0 | 0 | 0 | 0 | 0 | 0 | 0 | 0 | 0 | 0 | 0 | 0 | 0 | 0 | 0 | 0 | 0 | 0
|  | Cost 5 | 0 | 0 | 0 | 0 | 0 | 0 | 0 | 0 | 0 | 0 | 0 | 0 | 0 | 0 | 0 | 0 | 0 | 0 | 0 | 0 | 0 | 0
|  | Risk 1 | 0 | 0 | 0 | 0 | 0 | 0 | 0 | 0 | 0 | 0 | 0 | 0 | 0 | 0 | 0 | 0 | 0 | 0 | 0 | 0 | 0 | 0
|  | Risk 2 | 0 | 0 | 0 | 0 | 0 | 0 | 0 | 0 | 0 | 0 | 0 | 0 | 0 | 0 | 0 | 0 | 0 | 0 | 0 | 0 | 0 | 0
|  | Risk 3 | 0 | 0 | 0 | 0 | 0 | 0 | 0 | 0 | 0 | 0 | 0 | 0 | 0 | 0 | 0 | 0 | 0 | 0 | 0 | 0 | 0 | 0
|  | Risk 4 | 0 | 0 | 0 | 0 | 0 | 0 | 0 | 0 | 0 | 0 | 0 | 0 | 0 | 0 | 0 | 0 | 0 | 0 | 0 | 0 | 0 | 0
|  | Risk 5 | 0 | 0 | 0 | 0 | 0 | 0 | 0 | 0 | 0 | 0 | 0 | 0 | 0 | 0 | 0 | 0 | 0 | 0 | 0 | 0 | 0 | 0
|  | Total Costs | 0 | 0 | 0 | 0 | 0 | 0 | 0 | 0 | 0 | 0 | 0 | 0 | 0 | 0 | 0 | 0 | 0 | 0 | 0 | 0 | 0 | 0
|  | Present Value (PV) of Total Costs | 0 | 0 | 0 | 0 | 0 | 0 | 0 | 0 | 0 | 0 | 0 | 0 | 0 | 0 | 0 | 0 | 0 | 0 | 0 | 0 | 0 | 0
Option 1: Perform Manual Neutral Integrity Testing
|  | Capital Costs | 0 | 0 | 0 | 0 | 0 | 0 | 0 | 0 | 0 | 0 | 0 | 0 | 0 | 0 | 0 | 0 | 0 | 0 | 0 | 0 | 0 | 0
|  | Maintenance Costs | 0 | 0 | 0 | 0 | 0 | 0 | 0 | 0 | 0 | 0 | 0 | 0 | 0 | 0 | 0 | 0 | 0 | 0 | 0 | 0 | 0 | 0
Negative Impact on Revenue (STPIS)
|  | SAIFI sustained | 0 | 0 | 0 | 0 | 0 | 0 | 0 | 0 | 0 | 0 | 0 | 0 | 0 | 0 | 0 | 0 | 0 | 0 | 0 | 0 | 0 | 0
|  | SAIDI accidental | 0 | 0 | 0 | 0 | 0 | 0 | 0 | 0 | 0 | 0 | 0 | 0 | 0 | 0 | 0 | 0 | 0 | 0 | 0 | 0 | 0 | 0
|  | MAIFI momentary | 0 | 0 | 0 | 0 | 0 | 0 | 0 | 0 | 0 | 0 | 0 | 0 | 0 | 0 | 0 | 0 | 0 | 0 | 0 | 0 | 0 | 0
|  | Call centre response | 0 | 0 | 0 | 0 | 0 | 0 | 0 | 0 | 0 | 0 | 0 | 0 | 0 | 0 | 0 | 0 | 0 | 0 | 0 | 0 | 0 | 0
|  | Network Outage Costs | 0 | 0 | 0 | 0 | 0 | 0 | 0 | 0 | 0 | 0 | 0 | 0 | 0 | 0 | 0 | 0 | 0 | 0 | 0 | 0 | 0 | 0
|  | Loss of F Factor Benefit | 0 | 0 | 0 | 0 | 0 | 0 | 0 | 0 | 0 | 0 | 0 | 0 | 0 | 0 | 0 | 0 | 0 | 0 | 0 | 0 | 0 | 0
|  | Cost 1 | 24406.2176 | 0 | 1010.4951 | 1030.0987 | 1050.0826 | 1070.4542 | 1091.221 | 1112.3907 | 1133.9711 | 1155.9701 | 1178.396 | 1201.2568 | 1224.5612 | 1248.3177 | 1272.5351 | 1297.2222 | 1322.3884 | 1348.0427 | 1374.1947 | 1400.8541 | 1428.0307 | 1455.7345
|  | Cost 2 | 0 | 0 | 0 | 0 | 0 | 0 | 0 | 0 | 0 | 0 | 0 | 0 | 0 | 0 | 0 | 0 | 0 | 0 | 0 | 0 | 0 | 0
|  | Cost 3 | 0 | 0 | 0 | 0 | 0 | 0 | 0 | 0 | 0 | 0 | 0 | 0 | 0 | 0 | 0 | 0 | 0 | 0 | 0 | 0 | 0 | 0
|  | Cost 4 | 0 | 0 | 0 | 0 | 0 | 0 | 0 | 0 | 0 | 0 | 0 | 0 | 0 | 0 | 0 | 0 | 0 | 0 | 0 | 0 | 0 | 0
|  | Cost 5 | 0 | 0 | 0 | 0 | 0 | 0 | 0 | 0 | 0 | 0 | 0 | 0 | 0 | 0 | 0 | 0 | 0 | 0 | 0 | 0 | 0 | 0
|  | Risk 1 | 0 | 0 | 0 | 0 | 0 | 0 | 0 | 0 | 0 | 0 | 0 | 0 | 0 | 0 | 0 | 0 | 0 | 0 | 0 | 0 | 0 | 0
|  | Risk 2 | 0 | 0 | 0 | 0 | 0 | 0 | 0 | 0 | 0 | 0 | 0 | 0 | 0 | 0 | 0 | 0 | 0 | 0 | 0 | 0 | 0 | 0
|  | Risk 3 | 0 | 0 | 0 | 0 | 0 | 0 | 0 | 0 | 0 | 0 | 0 | 0 | 0 | 0 | 0 | 0 | 0 | 0 | 0 | 0 | 0 | 0
|  | Risk 4 | 0 | 0 | 0 | 0 | 0 | 0 | 0 | 0 | 0 | 0 | 0 | 0 | 0 | 0 | 0 | 0 | 0 | 0 | 0 | 0 | 0 | 0
|  | Risk 5 | 0 | 0 | 0 | 0 | 0 | 0 | 0 | 0 | 0 | 0 | 0 | 0 | 0 | 0 | 0 | 0 | 0 | 0 | 0 | 0 | 0 | 0
|  | Total Costs | 24406.2176 | 0 | 1010.4951 | 1030.0987 | 1050.0826 | 1070.4542 | 1091.221 | 1112.3907 | 1133.9711 | 1155.9701 | 1178.396 | 1201.2568 | 1224.5612 | 1248.3177 | 1272.5351 | 1297.2222 | 1322.3884 | 1348.0427 | 1374.1947 | 1400.8541 | 1428.0307 | 1455.7345
|  | Present Value (PV) of Total Costs | 10042.048 | 0 | 921.3961 | 856.4522 | 796.0859 | 739.9744 | 687.818 | 639.3377 | 594.2745 | 552.3875 | 513.4529 | 477.2626 | 443.6232 | 412.3548 | 383.2903 | 356.2744 | 331.1627 | 307.8209 | 286.1244 | 265.9572 | 247.2114 | 229.7869
Option 2: Perform the Service Mains Deterioration Field Works for 5 Minutes Neutral Integrity Data Reads
|  | Capital Costs | 4807.1377 | 1817.9911 | 1086.1249 | 677.3705 | 741.429 | 484.2221 | 0 | 0 | 0 | 0 | 0 | 0 | 0 | 0 | 0 | 0 | 0 | 0 | 0 | 0 | 0 | 0
|  | Maintenance Costs | 0 | 0 | 0 | 0 | 0 | 0 | 0 | 0 | 0 | 0 | 0 | 0 | 0 | 0 | 0 | 0 | 0 | 0 | 0 | 0 | 0 | 0
Negative Impact on Revenue (STPIS)
|  | SAIFI sustained | 0 | 0 | 0 | 0 | 0 | 0 | 0 | 0 | 0 | 0 | 0 | 0 | 0 | 0 | 0 | 0 | 0 | 0 | 0 | 0 | 0 | 0
|  | SAIDI accidental | 0 | 0 | 0 | 0 | 0 | 0 | 0 | 0 | 0 | 0 | 0 | 0 | 0 | 0 | 0 | 0 | 0 | 0 | 0 | 0 | 0 | 0
|  | MAIFI momentary | 0 | 0 | 0 | 0 | 0 | 0 | 0 | 0 | 0 | 0 | 0 | 0 | 0 | 0 | 0 | 0 | 0 | 0 | 0 | 0 | 0 | 0
|  | Call centre response | 0 | 0 | 0 | 0 | 0 | 0 | 0 | 0 | 0 | 0 | 0 | 0 | 0 | 0 | 0 | 0 | 0 | 0 | 0 | 0 | 0 | 0
|  | Network Outage Costs | 0 | 0 | 0 | 0 | 0 | 0 | 0 | 0 | 0 | 0 | 0 | 0 | 0 | 0 | 0 | 0 | 0 | 0 | 0 | 0 | 0 | 0
|  | Loss of F Factor Benefit | 0 | 0 | 0 | 0 | 0 | 0 | 0 | 0 | 0 | 0 | 0 | 0 | 0 | 0 | 0 | 0 | 0 | 0 | 0 | 0 | 0 | 0
|  | Cost 1 | 0 | 0 | 0 | 0 | 0 | 0 | 0 | 0 | 0 | 0 | 0 | 0 | 0 | 0 | 0 | 0 | 0 | 0 | 0 | 0 | 0 | 0
|  | Cost 2 | 0 | 0 | 0 | 0 | 0 | 0 | 0 | 0 | 0 | 0 | 0 | 0 | 0 | 0 | 0 | 0 | 0 | 0 | 0 | 0 | 0 | 0
|  | Cost 3 | 0 | 0 | 0 | 0 | 0 | 0 | 0 | 0 | 0 | 0 | 0 | 0 | 0 | 0 | 0 | 0 | 0 | 0 | 0 | 0 | 0 | 0
|  | Cost 4 | 0 | 0 | 0 | 0 | 0 | 0 | 0 | 0 | 0 | 0 | 0 | 0 | 0 | 0 | 0 | 0 | 0 | 0 | 0 | 0 | 0 | 0
|  | Cost 5 | 0 | 0 | 0 | 0 | 0 | 0 | 0 | 0 | 0 | 0 | 0 | 0 | 0 | 0 | 0 | 0 | 0 | 0 | 0 | 0 | 0 | 0
|  | Risk 1 | 0 | 0 | 0 | 0 | 0 | 0 | 0 | 0 | 0 | 0 | 0 | 0 | 0 | 0 | 0 | 0 | 0 | 0 | 0 | 0 | 0 | 0
|  | Risk 2 | 0 | 0 | 0 | 0 | 0 | 0 | 0 | 0 | 0 | 0 | 0 | 0 | 0 | 0 | 0 | 0 | 0 | 0 | 0 | 0 | 0 | 0
|  | Risk 3 | 0 | 0 | 0 | 0 | 0 | 0 | 0 | 0 | 0 | 0 | 0 | 0 | 0 | 0 | 0 | 0 | 0 | 0 | 0 | 0 | 0 | 0
|  | Risk 4 | 0 | 0 | 0 | 0 | 0 | 0 | 0 | 0 | 0 | 0 | 0 | 0 | 0 | 0 | 0 | 0 | 0 | 0 | 0 | 0 | 0 | 0
|  | Risk 5 | 0 | 0 | 0 | 0 | 0 | 0 | 0 | 0 | 0 | 0 | 0 | 0 | 0 | 0 | 0 | 0 | 0 | 0 | 0 | 0 | 0 | 0
|  | Total Costs | 4807.1377 | 1817.9911 | 1086.1249 | 677.3705 | 741.429 | 484.2221 | 0 | 0 | 0 | 0 | 0 | 0 | 0 | 0 | 0 | 0 | 0 | 0 | 0 | 0 | 0 | 0
|  | Present Value (PV) of Total Costs | 4268.352 | 1817.9911 | 990.3574 | 563.1844 | 562.0902 | 334.7289 | 0 | 0 | 0 | 0 | 0 | 0 | 0 | 0 | 0 | 0 | 0 | 0 | 0 | 0 | 0 | 0
Option 3: Perform the Service Mains Deterioration Field Works for 1 Minutes Neutral Integrity Data Reads
|  | Capital Costs | 11305.8627 | 3364.02 | 2286.188 | 2330.54 | 2375.7525 | 949.3621 | 0 | 0 | 0 | 0 | 0 | 0 | 0 | 0 | 0 | 0 | 0 | 0 | 0 | 0 | 0 | 0
|  | Maintenance Costs | 0 | 0 | 0 | 0 | 0 | 0 | 0 | 0 | 0 | 0 | 0 | 0 | 0 | 0 | 0 | 0 | 0 | 0 | 0 | 0 | 0 | 0
Negative Impact on Revenue (STPIS)
|  | SAIFI sustained | 0 | 0 | 0 | 0 | 0 | 0 | 0 | 0 | 0 | 0 | 0 | 0 | 0 | 0 | 0 | 0 | 0 | 0 | 0 | 0 | 0 | 0
|  | SAIDI accidental | 0 | 0 | 0 | 0 | 0 | 0 | 0 | 0 | 0 | 0 | 0 | 0 | 0 | 0 | 0 | 0 | 0 | 0 | 0 | 0 | 0 | 0
|  | MAIFI momentary | 0 | 0 | 0 | 0 | 0 | 0 | 0 | 0 | 0 | 0 | 0 | 0 | 0 | 0 | 0 | 0 | 0 | 0 | 0 | 0 | 0 | 0
|  | Call centre response | 0 | 0 | 0 | 0 | 0 | 0 | 0 | 0 | 0 | 0 | 0 | 0 | 0 | 0 | 0 | 0 | 0 | 0 | 0 | 0 | 0 | 0
|  | Network Outage Costs | 0 | 0 | 0 | 0 | 0 | 0 | 0 | 0 | 0 | 0 | 0 | 0 | 0 | 0 | 0 | 0 | 0 | 0 | 0 | 0 | 0 | 0
|  | Loss of F Factor Benefit | 0 | 0 | 0 | 0 | 0 | 0 | 0 | 0 | 0 | 0 | 0 | 0 | 0 | 0 | 0 | 0 | 0 | 0 | 0 | 0 | 0 | 0
|  | Cost 1 | 0 | 0 | 0 | 0 | 0 | 0 | 0 | 0 | 0 | 0 | 0 | 0 | 0 | 0 | 0 | 0 | 0 | 0 | 0 | 0 | 0 | 0
|  | Cost 2 | 0 | 0 | 0 | 0 | 0 | 0 | 0 | 0 | 0 | 0 | 0 | 0 | 0 | 0 | 0 | 0 | 0 | 0 | 0 | 0 | 0 | 0
|  | Cost 3 | 0 | 0 | 0 | 0 | 0 | 0 | 0 | 0 | 0 | 0 | 0 | 0 | 0 | 0 | 0 | 0 | 0 | 0 | 0 | 0 | 0 | 0
|  | Cost 4 | 0 | 0 | 0 | 0 | 0 | 0 | 0 | 0 | 0 | 0 | 0 | 0 | 0 | 0 | 0 | 0 | 0 | 0 | 0 | 0 | 0 | 0
|  | Cost 5 | 0 | 0 | 0 | 0 | 0 | 0 | 0 | 0 | 0 | 0 | 0 | 0 | 0 | 0 | 0 | 0 | 0 | 0 | 0 | 0 | 0 | 0
|  | Risk 1 | 0 | 0 | 0 | 0 | 0 | 0 | 0 | 0 | 0 | 0 | 0 | 0 | 0 | 0 | 0 | 0 | 0 | 0 | 0 | 0 | 0 | 0
|  | Risk 2 | 0 | 0 | 0 | 0 | 0 | 0 | 0 | 0 | 0 | 0 | 0 | 0 | 0 | 0 | 0 | 0 | 0 | 0 | 0 | 0 | 0 | 0
|  | Risk 3 | 0 | 0 | 0 | 0 | 0 | 0 | 0 | 0 | 0 | 0 | 0 | 0 | 0 | 0 | 0 | 0 | 0 | 0 | 0 | 0 | 0 | 0
|  | Risk 4 | 0 | 0 | 0 | 0 | 0 | 0 | 0 | 0 | 0 | 0 | 0 | 0 | 0 | 0 | 0 | 0 | 0 | 0 | 0 | 0 | 0 | 0
|  | Risk 5 | 0 | 0 | 0 | 0 | 0 | 0 | 0 | 0 | 0 | 0 | 0 | 0 | 0 | 0 | 0 | 0 | 0 | 0 | 0 | 0 | 0 | 0
|  | Total Costs | 11305.8627 | 3364.02 | 2286.188 | 2330.54 | 2375.7525 | 949.3621 | 0 | 0 | 0 | 0 | 0 | 0 | 0 | 0 | 0 | 0 | 0 | 0 | 0 | 0 | 0 | 0
|  | Present Value (PV) of Total Costs | 9843.6676 | 3364.02 | 2084.6065 | 1937.6748 | 1801.0993 | 656.2669 | 0 | 0 | 0 | 0 | 0 | 0 | 0 | 0 | 0 | 0 | 0 | 0 | 0 | 0 | 0 | 0
Option 4:
|  | Capital Costs | 0 | 0 | 0 | 0 | 0 | 0 | 0 | 0 | 0 | 0 | 0 | 0 | 0 | 0 | 0 | 0 | 0 | 0 | 0 | 0 | 0 | 0
|  | Maintenance Costs | 0 | 0 | 0 | 0 | 0 | 0 | 0 | 0 | 0 | 0 | 0 | 0 | 0 | 0 | 0 | 0 | 0 | 0 | 0 | 0 | 0 | 0
Negative Impact on Revenue (STPIS)
|  | SAIFI sustained | 0 | 0 | 0 | 0 | 0 | 0 | 0 | 0 | 0 | 0 | 0 | 0 | 0 | 0 | 0 | 0 | 0 | 0 | 0 | 0 | 0 | 0
|  | SAIDI accidental | 0 | 0 | 0 | 0 | 0 | 0 | 0 | 0 | 0 | 0 | 0 | 0 | 0 | 0 | 0 | 0 | 0 | 0 | 0 | 0 | 0 | 0
|  | MAIFI momentary | 0 | 0 | 0 | 0 | 0 | 0 | 0 | 0 | 0 | 0 | 0 | 0 | 0 | 0 | 0 | 0 | 0 | 0 | 0 | 0 | 0 | 0
|  | Call centre response | 0 | 0 | 0 | 0 | 0 | 0 | 0 | 0 | 0 | 0 | 0 | 0 | 0 | 0 | 0 | 0 | 0 | 0 | 0 | 0 | 0 | 0
|  | Network Outage Costs | 0 | 0 | 0 | 0 | 0 | 0 | 0 | 0 | 0 | 0 | 0 | 0 | 0 | 0 | 0 | 0 | 0 | 0 | 0 | 0 | 0 | 0
|  | Loss of F Factor Benefit | 0 | 0 | 0 | 0 | 0 | 0 | 0 | 0 | 0 | 0 | 0 | 0 | 0 | 0 | 0 | 0 | 0 | 0 | 0 | 0 | 0 | 0
|  | Cost 1 | 0 | 0 | 0 | 0 | 0 | 0 | 0 | 0 | 0 | 0 | 0 | 0 | 0 | 0 | 0 | 0 | 0 | 0 | 0 | 0 | 0 | 0
|  | Cost 2 | 0 | 0 | 0 | 0 | 0 | 0 | 0 | 0 | 0 | 0 | 0 | 0 | 0 | 0 | 0 | 0 | 0 | 0 | 0 | 0 | 0 | 0
|  | Cost 3 | 0 | 0 | 0 | 0 | 0 | 0 | 0 | 0 | 0 | 0 | 0 | 0 | 0 | 0 | 0 | 0 | 0 | 0 | 0 | 0 | 0 | 0
|  | Cost 4 | 0 | 0 | 0 | 0 | 0 | 0 | 0 | 0 | 0 | 0 | 0 | 0 | 0 | 0 | 0 | 0 | 0 | 0 | 0 | 0 | 0 | 0
|  | Cost 5 | 0 | 0 | 0 | 0 | 0 | 0 | 0 | 0 | 0 | 0 | 0 | 0 | 0 | 0 | 0 | 0 | 0 | 0 | 0 | 0 | 0 | 0
|  | Risk 1 | 0 | 0 | 0 | 0 | 0 | 0 | 0 | 0 | 0 | 0 | 0 | 0 | 0 | 0 | 0 | 0 | 0 | 0 | 0 | 0 | 0 | 0
|  | Risk 2 | 0 | 0 | 0 | 0 | 0 | 0 | 0 | 0 | 0 | 0 | 0 | 0 | 0 | 0 | 0 | 0 | 0 | 0 | 0 | 0 | 0 | 0
|  | Risk 3 | 0 | 0 | 0 | 0 | 0 | 0 | 0 | 0 | 0 | 0 | 0 | 0 | 0 | 0 | 0 | 0 | 0 | 0 | 0 | 0 | 0 | 0
|  | Risk 4 | 0 | 0 | 0 | 0 | 0 | 0 | 0 | 0 | 0 | 0 | 0 | 0 | 0 | 0 | 0 | 0 | 0 | 0 | 0 | 0 | 0 | 0
|  | Risk 5 | 0 | 0 | 0 | 0 | 0 | 0 | 0 | 0 | 0 | 0 | 0 | 0 | 0 | 0 | 0 | 0 | 0 | 0 | 0 | 0 | 0 | 0
|  | Total Costs | 0 | 0 | 0 | 0 | 0 | 0 | 0 | 0 | 0 | 0 | 0 | 0 | 0 | 0 | 0 | 0 | 0 | 0 | 0 | 0 | 0 | 0
|  | Present Value (PV) of Total Costs | 0 | 0 | 0 | 0 | 0 | 0 | 0 | 0 | 0 | 0 | 0 | 0 | 0 | 0 | 0 | 0 | 0 | 0 | 0 | 0 | 0 | 0
Option 5:
|  | Capital Costs | 0 | 0 | 0 | 0 | 0 | 0 | 0 | 0 | 0 | 0 | 0 | 0 | 0 | 0 | 0 | 0 | 0 | 0 | 0 | 0 | 0 | 0
|  | Maintenance Costs | 0 | 0 | 0 | 0 | 0 | 0 | 0 | 0 | 0 | 0 | 0 | 0 | 0 | 0 | 0 | 0 | 0 | 0 | 0 | 0 | 0 | 0
Negative Impact on Revenue (STPIS)
|  | SAIFI sustained | 0 | 0 | 0 | 0 | 0 | 0 | 0 | 0 | 0 | 0 | 0 | 0 | 0 | 0 | 0 | 0 | 0 | 0 | 0 | 0 | 0 | 0
|  | SAIDI accidental | 0 | 0 | 0 | 0 | 0 | 0 | 0 | 0 | 0 | 0 | 0 | 0 | 0 | 0 | 0 | 0 | 0 | 0 | 0 | 0 | 0 | 0
|  | MAIFI momentary | 0 | 0 | 0 | 0 | 0 | 0 | 0 | 0 | 0 | 0 | 0 | 0 | 0 | 0 | 0 | 0 | 0 | 0 | 0 | 0 | 0 | 0
|  | Call centre response | 0 | 0 | 0 | 0 | 0 | 0 | 0 | 0 | 0 | 0 | 0 | 0 | 0 | 0 | 0 | 0 | 0 | 0 | 0 | 0 | 0 | 0
|  | Network Outage Costs | 0 | 0 | 0 | 0 | 0 | 0 | 0 | 0 | 0 | 0 | 0 | 0 | 0 | 0 | 0 | 0 | 0 | 0 | 0 | 0 | 0 | 0
|  | Loss of F Factor Benefit | 0 | 0 | 0 | 0 | 0 | 0 | 0 | 0 | 0 | 0 | 0 | 0 | 0 | 0 | 0 | 0 | 0 | 0 | 0 | 0 | 0 | 0
|  | Cost 1 | 0 | 0 | 0 | 0 | 0 | 0 | 0 | 0 | 0 | 0 | 0 | 0 | 0 | 0 | 0 | 0 | 0 | 0 | 0 | 0 | 0 | 0
|  | Cost 2 | 0 | 0 | 0 | 0 | 0 | 0 | 0 | 0 | 0 | 0 | 0 | 0 | 0 | 0 | 0 | 0 | 0 | 0 | 0 | 0 | 0 | 0
|  | Cost 3 | 0 | 0 | 0 | 0 | 0 | 0 | 0 | 0 | 0 | 0 | 0 | 0 | 0 | 0 | 0 | 0 | 0 | 0 | 0 | 0 | 0 | 0
|  | Cost 4 | 0 | 0 | 0 | 0 | 0 | 0 | 0 | 0 | 0 | 0 | 0 | 0 | 0 | 0 | 0 | 0 | 0 | 0 | 0 | 0 | 0 | 0
|  | Cost 5 | 0 | 0 | 0 | 0 | 0 | 0 | 0 | 0 | 0 | 0 | 0 | 0 | 0 | 0 | 0 | 0 | 0 | 0 | 0 | 0 | 0 | 0
|  | Risk 1 | 0 | 0 | 0 | 0 | 0 | 0 | 0 | 0 | 0 | 0 | 0 | 0 | 0 | 0 | 0 | 0 | 0 | 0 | 0 | 0 | 0 | 0
|  | Risk 2 | 0 | 0 | 0 | 0 | 0 | 0 | 0 | 0 | 0 | 0 | 0 | 0 | 0 | 0 | 0 | 0 | 0 | 0 | 0 | 0 | 0 | 0
|  | Risk 3 | 0 | 0 | 0 | 0 | 0 | 0 | 0 | 0 | 0 | 0 | 0 | 0 | 0 | 0 | 0 | 0 | 0 | 0 | 0 | 0 | 0 | 0
|  | Risk 4 | 0 | 0 | 0 | 0 | 0 | 0 | 0 | 0 | 0 | 0 | 0 | 0 | 0 | 0 | 0 | 0 | 0 | 0 | 0 | 0 | 0 | 0
|  | Risk 5 | 0 | 0 | 0 | 0 | 0 | 0 | 0 | 0 | 0 | 0 | 0 | 0 | 0 | 0 | 0 | 0 | 0 | 0 | 0 | 0 | 0 | 0
|  | Total Costs | 0 | 0 | 0 | 0 | 0 | 0 | 0 | 0 | 0 | 0 | 0 | 0 | 0 | 0 | 0 | 0 | 0 | 0 | 0 | 0 | 0 | 0
|  | Present Value (PV) of Total Costs | 0 | 0 | 0 | 0 | 0 | 0 | 0 | 0 | 0 | 0 | 0 | 0 | 0 | 0 | 0 | 0 | 0 | 0 | 0 | 0 | 0 | 0
Summary
Total Costs
1 |  | "Status Quo" Reference Case |  | 0 | 0 | 0 | 0 | 0 | 0 | 0 | 0 | 0 | 0 | 0 | 0 | 0 | 0 | 0 | 0 | 0 | 0 | 0 | 0 | 0
2 |  | Option 1: Perform Manual Neutral Integrity Testing |  | 0 | 1010.4951 | 1030.0987 | 1050.0826 | 1070.4542 | 1091.221 | 1112.3907 | 1133.9711 | 1155.9701 | 1178.396 | 1201.2568 | 1224.5612 | 1248.3177 | 1272.5351 | 1297.2222 | 1322.3884 | 1348.0427 | 1374.1947 | 1400.8541 | 1428.0307 | 1455.7345
3 |  | Option 2: Perform the Service Mains Deterioration Field Works for 5 Minutes Neutral Integrity Data Reads |  | 1817.9911 | 1086.1249 | 677.3705 | 741.429 | 484.2221 | 0 | 0 | 0 | 0 | 0 | 0 | 0 | 0 | 0 | 0 | 0 | 0 | 0 | 0 | 0 | 0
4 |  | Option 3: Perform the Service Mains Deterioration Field Works for 1 Minutes Neutral Integrity Data Reads |  | 3364.02 | 2286.188 | 2330.54 | 2375.7525 | 949.3621 | 0 | 0 | 0 | 0 | 0 | 0 | 0 | 0 | 0 | 0 | 0 | 0 | 0 | 0 | 0 | 0
5 |  | Option 4: |  | 0 | 0 | 0 | 0 | 0 | 0 | 0 | 0 | 0 | 0 | 0 | 0 | 0 | 0 | 0 | 0 | 0 | 0 | 0 | 0 | 0
6 |  | Option 5: |  | 0 | 0 | 0 | 0 | 0 | 0 | 0 | 0 | 0 | 0 | 0 | 0 | 0 | 0 | 0 | 0 | 0 | 0 | 0 | 0 | 0
PV of Total Costs
1 |  | "Status Quo" Reference Case |  | 0 | 0 | 0 | 0 | 0 | 0 | 0 | 0 | 0 | 0 | 0 | 0 | 0 | 0 | 0 | 0 | 0 | 0 | 0 | 0 | 0
2 |  | Option 1: Perform Manual Neutral Integrity Testing |  | 0 | 921.3961 | 856.4522 | 796.0859 | 739.9744 | 687.818 | 639.3377 | 594.2745 | 552.3875 | 513.4529 | 477.2626 | 443.6232 | 412.3548 | 383.2903 | 356.2744 | 331.1627 | 307.8209 | 286.1244 | 265.9572 | 247.2114 | 229.7869
3 |  | Option 2: Perform the Service Mains Deterioration Field Works for 5 Minutes Neutral Integrity Data Reads |  | 1817.9911 | 990.3574 | 563.1844 | 562.0902 | 334.7289 | 0 | 0 | 0 | 0 | 0 | 0 | 0 | 0 | 0 | 0 | 0 | 0 | 0 | 0 | 0 | 0
4 |  | Option 3: Perform the Service Mains Deterioration Field Works for 1 Minutes Neutral Integrity Data Reads |  | 3364.02 | 2084.6065 | 1937.6748 | 1801.0993 | 656.2669 | 0 | 0 | 0 | 0 | 0 | 0 | 0 | 0 | 0 | 0 | 0 | 0 | 0 | 0 | 0 | 0
5 |  | Option 4: |  | 0 | 0 | 0 | 0 | 0 | 0 | 0 | 0 | 0 | 0 | 0 | 0 | 0 | 0 | 0 | 0 | 0 | 0 | 0 | 0 | 0
6 |  | Option 5: |  | 0 | 0 | 0 | 0 | 0 | 0 | 0 | 0 | 0 | 0 | 0 | 0 | 0 | 0 | 0 | 0 | 0 | 0 | 0 | 0 | 0
|  |  | "Status Quo" Reference Case | Service Mains Deterioration Field Works 2016 0: Option 1: Perform Manual Neutral Integrity Testing; Service Mains Deterioration Field Works 2017 1: Option 2: Perform the Service Mains Deterioration Field Works for 5 Minutes Neutral Integrity Data Reads; Service Mains Deterioration Field Works 2018 2: Option 3: Perform the Service Mains Deterioration Field Works for 1 Minutes Neutral Integrity Data Reads; Service Mains Deterioration Field Works 2019 3: Option 4:; Service Mains Deterioration Field Works 2020 4: Option 5:
|  | Capital Costs | 0 | Service Mains Deterioration Field Works 2016 0: 0; Service Mains Deterioration Field Works 2017 1: 4807.1377; Service Mains Deterioration Field Works 2018 2: 11305.8627; Service Mains Deterioration Field Works 2019 3: 0; Service Mains Deterioration Field Works 2020 4: 0
|  | Maintenance Costs | 0 | Service Mains Deterioration Field Works 2016 0: 0; Service Mains Deterioration Field Works 2017 1: 0; Service Mains Deterioration Field Works 2018 2: 0; Service Mains Deterioration Field Works 2019 3: 0; Service Mains Deterioration Field Works 2020 4: 0
|  | Negative Impact on Revenue (STPIS) | 0 | Service Mains Deterioration Field Works 2016 0: 0; Service Mains Deterioration Field Works 2017 1: 0; Service Mains Deterioration Field Works 2018 2: 0; Service Mains Deterioration Field Works 2019 3: 0; Service Mains Deterioration Field Works 2020 4: 0
|  | Network Outage Costs | 0 | Service Mains Deterioration Field Works 2016 0: 0; Service Mains Deterioration Field Works 2017 1: 0; Service Mains Deterioration Field Works 2018 2: 0; Service Mains Deterioration Field Works 2019 3: 0; Service Mains Deterioration Field Works 2020 4: 0
|  | Loss of F Factor Benefit | 0 | Service Mains Deterioration Field Works 2016 0: 0; Service Mains Deterioration Field Works 2017 1: 0; Service Mains Deterioration Field Works 2018 2: 0; Service Mains Deterioration Field Works 2019 3: 0; Service Mains Deterioration Field Works 2020 4: 0
|  | Cost 1 | 0 | Service Mains Deterioration Field Works 2016 0: 24406.2176; Service Mains Deterioration Field Works 2017 1: 0; Service Mains Deterioration Field Works 2018 2: 0; Service Mains Deterioration Field Works 2019 3: 0; Service Mains Deterioration Field Works 2020 4: 0
|  | Cost 2 | 0 | Service Mains Deterioration Field Works 2016 0: 0; Service Mains Deterioration Field Works 2017 1: 0; Service Mains Deterioration Field Works 2018 2: 0; Service Mains Deterioration Field Works 2019 3: 0; Service Mains Deterioration Field Works 2020 4: 0
|  | Cost 3 | 0 | Service Mains Deterioration Field Works 2016 0: 0; Service Mains Deterioration Field Works 2017 1: 0; Service Mains Deterioration Field Works 2018 2: 0; Service Mains Deterioration Field Works 2019 3: 0; Service Mains Deterioration Field Works 2020 4: 0
|  | Cost 4 | 0 | Service Mains Deterioration Field Works 2016 0: 0; Service Mains Deterioration Field Works 2017 1: 0; Service Mains Deterioration Field Works 2018 2: 0; Service Mains Deterioration Field Works 2019 3: 0; Service Mains Deterioration Field Works 2020 4: 0
|  | Cost 5 | 0 | Service Mains Deterioration Field Works 2016 0: 0; Service Mains Deterioration Field Works 2017 1: 0; Service Mains Deterioration Field Works 2018 2: 0; Service Mains Deterioration Field Works 2019 3: 0; Service Mains Deterioration Field Works 2020 4: 0
|  | Other Costs | 0 | Service Mains Deterioration Field Works 2016 0: 0; Service Mains Deterioration Field Works 2017 1: 0; Service Mains Deterioration Field Works 2018 2: 0; Service Mains Deterioration Field Works 2019 3: 0; Service Mains Deterioration Field Works 2020 4: 0
|  | Total Costs | 0 | Service Mains Deterioration Field Works 2016 0: 24406.2176; Service Mains Deterioration Field Works 2017 1: 4807.1377; Service Mains Deterioration Field Works 2018 2: 11305.8627; Service Mains Deterioration Field Works 2019 3: 0; Service Mains Deterioration Field Works 2020 4: 0
|  | PV of Total Costs |  | Service Mains Deterioration Field Works 2016 0: 10042.048; Service Mains Deterioration Field Works 2017 1: 4268.352; Service Mains Deterioration Field Works 2018 2: 9843.6676
|  | Least Cost (PV) | 4268.352
|  | Least Cost Option | Option 2: Perform the Service Mains Deterioration Field Works for 5 Minutes Neutral Integrity Data Reads
Graph & Working Data
|  |  |  | 2016 | 2017 | 2018 | 2019 | 2020 | 2021 | 2022 | 2023 | 2024 | 2025 | 2026
|  |  | Annual 'Status Quo' carrying costs | 0 | 0 | 0 | 0 | 0 | 0 | 0 | 0 | 0 | 0 | 0 | 0 | 0 | 0 | 0 | 0 | 0 | 0 | 0 | 0 | 0
|  |  | Option 2: Perform the Service Mains Deterioration Field Works for 5 Minutes Neutral Integrity Data Reads annual carrying costs | 157.6198 | 251.7869 | 310.5149 | 374.7968 | 416.7788 | 416.7788 | 416.7788 | 416.7788 | 416.7788 | 416.7788 | 416.7788 | 416.7788 | 416.7788 | 416.7788 | 416.7788 | 416.7788 | 416.7788 | 416.7788 | 416.7788 | 416.7788 | 416.7788
|  |  | Option 2: Perform the Service Mains Deterioration Field Works for 5 Minutes Neutral Integrity Data Reads PV of costs | 1817.9911 | 990.3574 | 563.1844 | 562.0902 | 334.7289 | 0 | 0 | 0 | 0 | 0 | 0 | 0 | 0 | 0 | 0 | 0 | 0 | 0 | 0 | 0 | 0
"Status Quo" Reference Case
|  |  | Annual Costs | 0 | 0 | 0 | 0 | 0 | 0 | 0 | 0 | 0 | 0 | 0 | 0 | 0 | 0 | 0 | 0 | 0 | 0 | 0 | 0 | 0
|  |  | Cumulative Costs | 0 | 0 | 0 | 0 | 0 | 0 | 0 | 0 | 0 | 0 | 0 | 0 | 0 | 0 | 0 | 0 | 0 | 0 | 0 | 0 | 0
|  |  | Funding Costs | 0 | 0 | 0 | 0 | 0 | 0 | 0 | 0 | 0 | 0 | 0 | 0 | 0 | 0 | 0 | 0 | 0 | 0 | 0 | 0 | 0
| 3 |  | Recommended Case: Option 2: Perform the Service Mains Deterioration Field Works for 5 Minutes Neutral Integrity Data Reads
|  |  | Annual Costs | 1817.9911 | 1086.1249 | 677.3705 | 741.429 | 484.2221 | 0 | 0 | 0 | 0 | 0 | 0 | 0 | 0 | 0 | 0 | 0 | 0 | 0 | 0 | 0 | 0
|  |  | Cumulative Costs | 1817.9911 | 2904.116 | 3581.4866 | 4322.9156 | 4807.1377 | 4807.1377 | 4807.1377 | 4807.1377 | 4807.1377 | 4807.1377 | 4807.1377 | 4807.1377 | 4807.1377 | 4807.1377 | 4807.1377 | 4807.1377 | 4807.1377 | 4807.1377 | 4807.1377 | 4807.1377 | 4807.1377
|  |  | Funding Costs | 157.6198 | 251.7869 | 310.5149 | 374.7968 | 416.7788 | 416.7788 | 416.7788 | 416.7788 | 416.7788 | 416.7788 | 416.7788 | 416.7788 | 416.7788 | 416.7788 | 416.7788 | 416.7788 | 416.7788 | 416.7788 | 416.7788 | 416.7788 | 416.7788

## Calculations (RIT-D) (hidden)
Regulatory Investment Test-Distribution (RIT-D)
Calculations based on Approach 6 (levelised costs - period of assessment), guidelines issued by Grid Australia for RIT-Transmission.
| Options | NPV | Ranking
$000
| "Status Quo" Reference Case | 0 | 1
Option 1: Perform Manual Neutral Integrity Testing
Option 2: Perform the Service Mains Deterioration Field Works for 5 Minutes Neutral Integrity Data Reads
Option 3: Perform the Service Mains Deterioration Field Works for 1 Minutes Neutral Integrity Data Reads
Option 4:
Option 5:
| Discount Rate | 8.67%
$000, nominal
|  |  | 2017 | 2018 | 2019 | 2020 | 2021 | 2022 | 2023 | 2024 | 2025 | 2026 | 2027 | 2028 | 2029 | 2030 | 2031 | 2032 | 2033 | 2034 | 2035 | 2036
| t= |  | 1 | 2 | 3 | 4 | 5 | 6 | 7 | 8 | 9 | 10 | 11 | 12 | 13 | 14 | 15 | 16 | 17 | 18 | 19 | 20
Inflation (%) |  |  | 1.94% | 1.94% | 1.94% | 1.94% | 1.94% | 1.94% | 1.94% | 1.94% | 1.94% | 1.94% | 1.94% | 1.94% | 1.94% | 1.94% | 1.94% | 1.94% | 1.94% | 1.94% | 1.94% | 1.94%
Inflation Index |  | 1 | 1.0194 | 1.0392 | 1.0593 | 1.0799 | 1.1008 | 1.1222 | 1.144 | 1.1662 | 1.1888 | 1.2118 | 1.2354 | 1.2593 | 1.2837 | 1.3087 | 1.334 | 1.3599 | 1.3863 | 1.4132 | 1.4406 | 1.4686 | 1.4686
"Status Quo" Reference Case
Benefits
| Value of Electricity to Customers (VCR) | 0 | 0 | 0 | 0 | 0 | 0 | 0 | 0 | 0 | 0 | 0 | 0 | 0 | 0 | 0 | 0 | 0 | 0 | 0 | 0 | 0
| Changes in Voluntary Load Curtailment | 0 | 0 | 0 | 0 | 0 | 0 | 0 | 0 | 0 | 0 | 0 | 0 | 0 | 0 | 0 | 0 | 0 | 0 | 0 | 0 | 0
| Changes in Costs to Other Parties | 0 | 0 | 0 | 0 | 0 | 0 | 0 | 0 | 0 | 0 | 0 | 0 | 0 | 0 | 0 | 0 | 0 | 0 | 0 | 0 | 0
| Difference in Timing (capex) | 0
| Changes in Load Transfer Capacity | 0 | 0 | 0 | 0 | 0 | 0 | 0 | 0 | 0 | 0 | 0 | 0 | 0 | 0 | 0 | 0 | 0 | 0 | 0 | 0 | 0
| Option Value | 0
| Avoided Network Losses | 0 | 0 | 0 | 0 | 0 | 0 | 0 | 0 | 0 | 0 | 0 | 0 | 0 | 0 | 0 | 0 | 0 | 0 | 0 | 0 | 0
| Other Benefits | 0
| Avoided Environmental Impact | 0 | 0 | 0 | 0 | 0 | 0 | 0 | 0 | 0 | 0 | 0 | 0 | 0 | 0 | 0 | 0 | 0 | 0 | 0 | 0 | 0
| Community Health and Safety | 0 | 0 | 0 | 0 | 0 | 0 | 0 | 0 | 0 | 0 | 0 | 0 | 0 | 0 | 0 | 0 | 0 | 0 | 0 | 0 | 0
| Other Benefits | 0 | 0 | 0 | 0 | 0 | 0 | 0 | 0 | 0 | 0 | 0 | 0 | 0 | 0 | 0 | 0 | 0 | 0 | 0 | 0 | 0
| Total Benefits | 0 | 0 | 0 | 0 | 0 | 0 | 0 | 0 | 0 | 0 | 0 | 0 | 0 | 0 | 0 | 0 | 0 | 0 | 0 | 0 | 0
Costs
| Annualised Cost - capex (2016) | 0 | 0 | 0 | 0 | 0 | 0 | 0 | 0 | 0 | 0 | 0 | 0 | 0 | 0 | 0 | 0 | 0 | 0 | 0 | 0 | 0
| Annualised Cost - capex (2017) | 0 | 0 | 0 | 0 | 0 | 0 | 0 | 0 | 0 | 0 | 0 | 0 | 0 | 0 | 0 | 0 | 0 | 0 | 0 | 0 | 0
| Annualised Cost - capex (2018) | 0 | 0 | 0 | 0 | 0 | 0 | 0 | 0 | 0 | 0 | 0 | 0 | 0 | 0 | 0 | 0 | 0 | 0 | 0 | 0 | 0
| Annualised Cost - capex (2019) | 0 | 0 | 0 | 0 | 0 | 0 | 0 | 0 | 0 | 0 | 0 | 0 | 0 | 0 | 0 | 0 | 0 | 0 | 0 | 0 | 0
| Annualised Cost - capex (2020) | 0 | 0 | 0 | 0 | 0 | 0 | 0 | 0 | 0 | 0 | 0 | 0 | 0 | 0 | 0 | 0 | 0 | 0 | 0 | 0 | 0
| O&M Costs | 0 | 0 | 0 | 0 | 0 | 0 | 0 | 0 | 0 | 0 | 0 | 0 | 0 | 0 | 0 | 0 | 0 | 0 | 0 | 0 | 0
| Compliance and Admin Costs | 0 | 0 | 0 | 0 | 0 | 0 | 0 | 0 | 0 | 0 | 0 | 0 | 0 | 0 | 0 | 0 | 0 | 0 | 0 | 0 | 0
| Other Costs | 0
| Total Costs | 0 | 0 | 0 | 0 | 0 | 0 | 0 | 0 | 0 | 0 | 0 | 0 | 0 | 0 | 0 | 0 | 0 | 0 | 0 | 0 | 0
| Net Benefit | 0 | 0 | 0 | 0 | 0 | 0 | 0 | 0 | 0 | 0 | 0 | 0 | 0 | 0 | 0 | 0 | 0 | 0 | 0 | 0 | 0
| Present Value | 0 | 0 | 0 | 0 | 0 | 0 | 0 | 0 | 0 | 0 | 0 | 0 | 0 | 0 | 0 | 0 | 0 | 0 | 0 | 0 | 0
Option 1: Perform Manual Neutral Integrity Testing
Benefits
| Value of Electricity to Customers (VCR) | 0 | 0 | 0 | 0 | 0 | 0 | 0 | 0 | 0 | 0 | 0 | 0 | 0 | 0 | 0 | 0 | 0 | 0 | 0 | 0 | 0
| Changes in Voluntary Load Curtailment | 0 | 0 | 0 | 0 | 0 | 0 | 0 | 0 | 0 | 0 | 0 | 0 | 0 | 0 | 0 | 0 | 0 | 0 | 0 | 0 | 0
| Changes in Costs to Other Parties | 0 | 0 | 0 | 0 | 0 | 0 | 0 | 0 | 0 | 0 | 0 | 0 | 0 | 0 | 0 | 0 | 0 | 0 | 0 | 0 | 0
| Difference in Timing (capex) | 0
| Changes in Load Transfer Capacity | 0 | 0 | 0 | 0 | 0 | 0 | 0 | 0 | 0 | 0 | 0 | 0 | 0 | 0 | 0 | 0 | 0 | 0 | 0 | 0 | 0
| Option Value | 0
| Avoided Network Losses | 0 | 0 | 0 | 0 | 0 | 0 | 0 | 0 | 0 | 0 | 0 | 0 | 0 | 0 | 0 | 0 | 0 | 0 | 0 | 0 | 0
| Other Benefits | 0
| Avoided Environmental Impact | 0 | 0 | 0 | 0 | 0 | 0 | 0 | 0 | 0 | 0 | 0 | 0 | 0 | 0 | 0 | 0 | 0 | 0 | 0 | 0 | 0
| Community Health and Safety | 0 | 0 | 0 | 0 | 0 | 0 | 0 | 0 | 0 | 0 | 0 | 0 | 0 | 0 | 0 | 0 | 0 | 0 | 0 | 0 | 0
| Other Benefits | 0 | 0 | 0 | 0 | 0 | 0 | 0 | 0 | 0 | 0 | 0 | 0 | 0 | 0 | 0 | 0 | 0 | 0 | 0 | 0 | 0
| Total Benefits | 0 | 0 | 0 | 0 | 0 | 0 | 0 | 0 | 0 | 0 | 0 | 0 | 0 | 0 | 0 | 0 | 0 | 0 | 0 | 0 | 0
Costs
| Annualised Cost - capex (2016) | 0 | 0 | 0 | 0 | 0 | 0 | 0 | 0 | 0 | 0 | 0 | 0 | 0 | 0 | 0 | 0 | 0 | 0 | 0 | 0 | 0
| Annualised Cost - capex (2017) | 0 | 0 | 0 | 0 | 0 | 0 | 0 | 0 | 0 | 0 | 0 | 0 | 0 | 0 | 0 | 0 | 0 | 0 | 0 | 0 | 0
| Annualised Cost - capex (2018) | 0 | 0 | 0 | 0 | 0 | 0 | 0 | 0 | 0 | 0 | 0 | 0 | 0 | 0 | 0 | 0 | 0 | 0 | 0 | 0 | 0
| Annualised Cost - capex (2019) | 0 | 0 | 0 | 0 | 0 | 0 | 0 | 0 | 0 | 0 | 0 | 0 | 0 | 0 | 0 | 0 | 0 | 0 | 0 | 0 | 0
| Annualised Cost - capex (2020) | 0 | 0 | 0 | 0 | 0 | 0 | 0 | 0 | 0 | 0 | 0 | 0 | 0 | 0 | 0 | 0 | 0 | 0 | 0 | 0 | 0
| O&M Costs | 0 | 0 | 0 | 0 | 0 | 0 | 0 | 0 | 0 | 0 | 0 | 0 | 0 | 0 | 0 | 0 | 0 | 0 | 0 | 0 | 0
| Compliance and Admin Costs | 0 | 0 | 0 | 0 | 0 | 0 | 0 | 0 | 0 | 0 | 0 | 0 | 0 | 0 | 0 | 0 | 0 | 0 | 0 | 0 | 0
| Other Costs | 0
| Total Costs | 0 | 0 | 0 | 0 | 0 | 0 | 0 | 0 | 0 | 0 | 0 | 0 | 0 | 0 | 0 | 0 | 0 | 0 | 0 | 0 | 0
| Net Benefit | 0 | 0 | 0 | 0 | 0 | 0 | 0 | 0 | 0 | 0 | 0 | 0 | 0 | 0 | 0 | 0 | 0 | 0 | 0 | 0 | 0
| Present Value | 0 | 0 | 0 | 0 | 0 | 0 | 0 | 0 | 0 | 0 | 0 | 0 | 0 | 0 | 0 | 0 | 0 | 0 | 0 | 0 | 0
Option 2: Perform the Service Mains Deterioration Field Works for 5 Minutes Neutral Integrity Data Reads
Benefits
| Value of Electricity to Customers (VCR) | 0 | 0 | 0 | 0 | 0 | 0 | 0 | 0 | 0 | 0 | 0 | 0 | 0 | 0 | 0 | 0 | 0 | 0 | 0 | 0 | 0
| Changes in Voluntary Load Curtailment | 0 | 0 | 0 | 0 | 0 | 0 | 0 | 0 | 0 | 0 | 0 | 0 | 0 | 0 | 0 | 0 | 0 | 0 | 0 | 0 | 0
| Changes in Costs to Other Parties | 0 | 0 | 0 | 0 | 0 | 0 | 0 | 0 | 0 | 0 | 0 | 0 | 0 | 0 | 0 | 0 | 0 | 0 | 0 | 0 | 0
| Difference in Timing (capex) | 0
| Changes in Load Transfer Capacity | 0 | 0 | 0 | 0 | 0 | 0 | 0 | 0 | 0 | 0 | 0 | 0 | 0 | 0 | 0 | 0 | 0 | 0 | 0 | 0 | 0
| Option Value | 0
| Avoided Network Losses | 0 | 0 | 0 | 0 | 0 | 0 | 0 | 0 | 0 | 0 | 0 | 0 | 0 | 0 | 0 | 0 | 0 | 0 | 0 | 0 | 0
| Other Benefits | 0
| Avoided Environmental Impact | 0 | 0 | 0 | 0 | 0 | 0 | 0 | 0 | 0 | 0 | 0 | 0 | 0 | 0 | 0 | 0 | 0 | 0 | 0 | 0 | 0
| Community Health and Safety | 0 | 0 | 0 | 0 | 0 | 0 | 0 | 0 | 0 | 0 | 0 | 0 | 0 | 0 | 0 | 0 | 0 | 0 | 0 | 0 | 0
| Other Benefits | 0 | 0 | 0 | 0 | 0 | 0 | 0 | 0 | 0 | 0 | 0 | 0 | 0 | 0 | 0 | 0 | 0 | 0 | 0 | 0 | 0
| Total Benefits | 0 | 0 | 0 | 0 | 0 | 0 | 0 | 0 | 0 | 0 | 0 | 0 | 0 | 0 | 0 | 0 | 0 | 0 | 0 | 0 | 0
Costs
| Annualised Cost - capex (2016) | 0 | 0 | 0 | 0 | 0 | 0 | 0 | 0 | 0 | 0 | 0 | 0 | 0 | 0 | 0 | 0 | 0 | 0 | 0 | 0 | 0
| Annualised Cost - capex (2017) | 0 | 0 | 0 | 0 | 0 | 0 | 0 | 0 | 0 | 0 | 0 | 0 | 0 | 0 | 0 | 0 | 0 | 0 | 0 | 0 | 0
| Annualised Cost - capex (2018) | 0 | 0 | 0 | 0 | 0 | 0 | 0 | 0 | 0 | 0 | 0 | 0 | 0 | 0 | 0 | 0 | 0 | 0 | 0 | 0 | 0
| Annualised Cost - capex (2019) | 0 | 0 | 0 | 0 | 0 | 0 | 0 | 0 | 0 | 0 | 0 | 0 | 0 | 0 | 0 | 0 | 0 | 0 | 0 | 0 | 0
| Annualised Cost - capex (2020) | 0 | 0 | 0 | 0 | 0 | 0 | 0 | 0 | 0 | 0 | 0 | 0 | 0 | 0 | 0 | 0 | 0 | 0 | 0 | 0 | 0
| O&M Costs | 0 | 0 | 0 | 0 | 0 | 0 | 0 | 0 | 0 | 0 | 0 | 0 | 0 | 0 | 0 | 0 | 0 | 0 | 0 | 0 | 0
| Compliance and Admin Costs | 0 | 0 | 0 | 0 | 0 | 0 | 0 | 0 | 0 | 0 | 0 | 0 | 0 | 0 | 0 | 0 | 0 | 0 | 0 | 0 | 0
| Other Costs | 0
| Total Costs | 0 | 0 | 0 | 0 | 0 | 0 | 0 | 0 | 0 | 0 | 0 | 0 | 0 | 0 | 0 | 0 | 0 | 0 | 0 | 0 | 0
| Net Benefit | 0 | 0 | 0 | 0 | 0 | 0 | 0 | 0 | 0 | 0 | 0 | 0 | 0 | 0 | 0 | 0 | 0 | 0 | 0 | 0 | 0
| Present Value | 0 | 0 | 0 | 0 | 0 | 0 | 0 | 0 | 0 | 0 | 0 | 0 | 0 | 0 | 0 | 0 | 0 | 0 | 0 | 0 | 0
Option 3: Perform the Service Mains Deterioration Field Works for 1 Minutes Neutral Integrity Data Reads
Benefits
| Value of Electricity to Customers (VCR) | 0 | 0 | 0 | 0 | 0 | 0 | 0 | 0 | 0 | 0 | 0 | 0 | 0 | 0 | 0 | 0 | 0 | 0 | 0 | 0 | 0
| Changes in Voluntary Load Curtailment | 0 | 0 | 0 | 0 | 0 | 0 | 0 | 0 | 0 | 0 | 0 | 0 | 0 | 0 | 0 | 0 | 0 | 0 | 0 | 0 | 0
| Changes in Costs to Other Parties | 0 | 0 | 0 | 0 | 0 | 0 | 0 | 0 | 0 | 0 | 0 | 0 | 0 | 0 | 0 | 0 | 0 | 0 | 0 | 0 | 0
| Difference in Timing (capex) | 0
| Changes in Load Transfer Capacity | 0 | 0 | 0 | 0 | 0 | 0 | 0 | 0 | 0 | 0 | 0 | 0 | 0 | 0 | 0 | 0 | 0 | 0 | 0 | 0 | 0
| Option Value | 0
| Avoided Network Losses | 0 | 0 | 0 | 0 | 0 | 0 | 0 | 0 | 0 | 0 | 0 | 0 | 0 | 0 | 0 | 0 | 0 | 0 | 0 | 0 | 0
| Other Benefits | 0
| Avoided Environmental Impact | 0 | 0 | 0 | 0 | 0 | 0 | 0 | 0 | 0 | 0 | 0 | 0 | 0 | 0 | 0 | 0 | 0 | 0 | 0 | 0 | 0
| Community Health and Safety | 0 | 0 | 0 | 0 | 0 | 0 | 0 | 0 | 0 | 0 | 0 | 0 | 0 | 0 | 0 | 0 | 0 | 0 | 0 | 0 | 0
| Other Benefits | 0 | 0 | 0 | 0 | 0 | 0 | 0 | 0 | 0 | 0 | 0 | 0 | 0 | 0 | 0 | 0 | 0 | 0 | 0 | 0 | 0
| Total Benefits | 0 | 0 | 0 | 0 | 0 | 0 | 0 | 0 | 0 | 0 | 0 | 0 | 0 | 0 | 0 | 0 | 0 | 0 | 0 | 0 | 0
Costs
| Annualised Cost - capex (2016) | 0 | 0 | 0 | 0 | 0 | 0 | 0 | 0 | 0 | 0 | 0 | 0 | 0 | 0 | 0 | 0 | 0 | 0 | 0 | 0 | 0
| Annualised Cost - capex (2017) | 0 | 0 | 0 | 0 | 0 | 0 | 0 | 0 | 0 | 0 | 0 | 0 | 0 | 0 | 0 | 0 | 0 | 0 | 0 | 0 | 0
| Annualised Cost - capex (2018) | 0 | 0 | 0 | 0 | 0 | 0 | 0 | 0 | 0 | 0 | 0 | 0 | 0 | 0 | 0 | 0 | 0 | 0 | 0 | 0 | 0
| Annualised Cost - capex (2019) | 0 | 0 | 0 | 0 | 0 | 0 | 0 | 0 | 0 | 0 | 0 | 0 | 0 | 0 | 0 | 0 | 0 | 0 | 0 | 0 | 0
| Annualised Cost - capex (2020) | 0 | 0 | 0 | 0 | 0 | 0 | 0 | 0 | 0 | 0 | 0 | 0 | 0 | 0 | 0 | 0 | 0 | 0 | 0 | 0 | 0
| O&M Costs | 0 | 0 | 0 | 0 | 0 | 0 | 0 | 0 | 0 | 0 | 0 | 0 | 0 | 0 | 0 | 0 | 0 | 0 | 0 | 0 | 0
| Compliance and Admin Costs | 0 | 0 | 0 | 0 | 0 | 0 | 0 | 0 | 0 | 0 | 0 | 0 | 0 | 0 | 0 | 0 | 0 | 0 | 0 | 0 | 0
| Other Costs | 0
| Total Costs | 0 | 0 | 0 | 0 | 0 | 0 | 0 | 0 | 0 | 0 | 0 | 0 | 0 | 0 | 0 | 0 | 0 | 0 | 0 | 0 | 0
| Net Benefit | 0 | 0 | 0 | 0 | 0 | 0 | 0 | 0 | 0 | 0 | 0 | 0 | 0 | 0 | 0 | 0 | 0 | 0 | 0 | 0 | 0
| Present Value | 0 | 0 | 0 | 0 | 0 | 0 | 0 | 0 | 0 | 0 | 0 | 0 | 0 | 0 | 0 | 0 | 0 | 0 | 0 | 0 | 0
Option 4:
Benefits
| Value of Electricity to Customers (VCR) | 0 | 0 | 0 | 0 | 0 | 0 | 0 | 0 | 0 | 0 | 0 | 0 | 0 | 0 | 0 | 0 | 0 | 0 | 0 | 0 | 0
| Changes in Voluntary Load Curtailment | 0 | 0 | 0 | 0 | 0 | 0 | 0 | 0 | 0 | 0 | 0 | 0 | 0 | 0 | 0 | 0 | 0 | 0 | 0 | 0 | 0
| Changes in Costs to Other Parties | 0 | 0 | 0 | 0 | 0 | 0 | 0 | 0 | 0 | 0 | 0 | 0 | 0 | 0 | 0 | 0 | 0 | 0 | 0 | 0 | 0
| Difference in Timing (capex) | 0
| Changes in Load Transfer Capacity | 0 | 0 | 0 | 0 | 0 | 0 | 0 | 0 | 0 | 0 | 0 | 0 | 0 | 0 | 0 | 0 | 0 | 0 | 0 | 0 | 0
| Option Value | 0
| Avoided Network Losses | 0 | 0 | 0 | 0 | 0 | 0 | 0 | 0 | 0 | 0 | 0 | 0 | 0 | 0 | 0 | 0 | 0 | 0 | 0 | 0 | 0
| Other Benefits | 0
| Avoided Environmental Impact | 0 | 0 | 0 | 0 | 0 | 0 | 0 | 0 | 0 | 0 | 0 | 0 | 0 | 0 | 0 | 0 | 0 | 0 | 0 | 0 | 0
| Community Health and Safety | 0 | 0 | 0 | 0 | 0 | 0 | 0 | 0 | 0 | 0 | 0 | 0 | 0 | 0 | 0 | 0 | 0 | 0 | 0 | 0 | 0
| Other Benefits | 0 | 0 | 0 | 0 | 0 | 0 | 0 | 0 | 0 | 0 | 0 | 0 | 0 | 0 | 0 | 0 | 0 | 0 | 0 | 0 | 0
| Total Benefits | 0 | 0 | 0 | 0 | 0 | 0 | 0 | 0 | 0 | 0 | 0 | 0 | 0 | 0 | 0 | 0 | 0 | 0 | 0 | 0 | 0
Costs
| Annualised Cost - capex (2016) | 0 | 0 | 0 | 0 | 0 | 0 | 0 | 0 | 0 | 0 | 0 | 0 | 0 | 0 | 0 | 0 | 0 | 0 | 0 | 0 | 0
| Annualised Cost - capex (2017) | 0 | 0 | 0 | 0 | 0 | 0 | 0 | 0 | 0 | 0 | 0 | 0 | 0 | 0 | 0 | 0 | 0 | 0 | 0 | 0 | 0
| Annualised Cost - capex (2018) | 0 | 0 | 0 | 0 | 0 | 0 | 0 | 0 | 0 | 0 | 0 | 0 | 0 | 0 | 0 | 0 | 0 | 0 | 0 | 0 | 0
| Annualised Cost - capex (2019) | 0 | 0 | 0 | 0 | 0 | 0 | 0 | 0 | 0 | 0 | 0 | 0 | 0 | 0 | 0 | 0 | 0 | 0 | 0 | 0 | 0
| Annualised Cost - capex (2020) | 0 | 0 | 0 | 0 | 0 | 0 | 0 | 0 | 0 | 0 | 0 | 0 | 0 | 0 | 0 | 0 | 0 | 0 | 0 | 0 | 0
| O&M Costs | 0 | 0 | 0 | 0 | 0 | 0 | 0 | 0 | 0 | 0 | 0 | 0 | 0 | 0 | 0 | 0 | 0 | 0 | 0 | 0 | 0
| Compliance and Admin Costs | 0 | 0 | 0 | 0 | 0 | 0 | 0 | 0 | 0 | 0 | 0 | 0 | 0 | 0 | 0 | 0 | 0 | 0 | 0 | 0 | 0
| Other Costs | 0
| Total Costs | 0 | 0 | 0 | 0 | 0 | 0 | 0 | 0 | 0 | 0 | 0 | 0 | 0 | 0 | 0 | 0 | 0 | 0 | 0 | 0 | 0
| Net Benefit | 0 | 0 | 0 | 0 | 0 | 0 | 0 | 0 | 0 | 0 | 0 | 0 | 0 | 0 | 0 | 0 | 0 | 0 | 0 | 0 | 0
| Present Value | 0 | 0 | 0 | 0 | 0 | 0 | 0 | 0 | 0 | 0 | 0 | 0 | 0 | 0 | 0 | 0 | 0 | 0 | 0 | 0 | 0
Option 5:
Benefits
| Value of Electricity to Customers (VCR) | 0 | 0 | 0 | 0 | 0 | 0 | 0 | 0 | 0 | 0 | 0 | 0 | 0 | 0 | 0 | 0 | 0 | 0 | 0 | 0 | 0
| Changes in Voluntary Load Curtailment | 0 | 0 | 0 | 0 | 0 | 0 | 0 | 0 | 0 | 0 | 0 | 0 | 0 | 0 | 0 | 0 | 0 | 0 | 0 | 0 | 0
| Changes in Costs to Other Parties | 0 | 0 | 0 | 0 | 0 | 0 | 0 | 0 | 0 | 0 | 0 | 0 | 0 | 0 | 0 | 0 | 0 | 0 | 0 | 0 | 0
| Difference in Timing (capex) | 0
| Changes in Load Transfer Capacity | 0 | 0 | 0 | 0 | 0 | 0 | 0 | 0 | 0 | 0 | 0 | 0 | 0 | 0 | 0 | 0 | 0 | 0 | 0 | 0 | 0
| Option Value | 0
| Avoided Network Losses | 0 | 0 | 0 | 0 | 0 | 0 | 0 | 0 | 0 | 0 | 0 | 0 | 0 | 0 | 0 | 0 | 0 | 0 | 0 | 0 | 0
| Other Benefits | 0
| Avoided Environmental Impact | 0 | 0 | 0 | 0 | 0 | 0 | 0 | 0 | 0 | 0 | 0 | 0 | 0 | 0 | 0 | 0 | 0 | 0 | 0 | 0 | 0
| Community Health and Safety | 0 | 0 | 0 | 0 | 0 | 0 | 0 | 0 | 0 | 0 | 0 | 0 | 0 | 0 | 0 | 0 | 0 | 0 | 0 | 0 | 0
| Other Benefits | 0 | 0 | 0 | 0 | 0 | 0 | 0 | 0 | 0 | 0 | 0 | 0 | 0 | 0 | 0 | 0 | 0 | 0 | 0 | 0 | 0
| Total Benefits | 0 | 0 | 0 | 0 | 0 | 0 | 0 | 0 | 0 | 0 | 0 | 0 | 0 | 0 | 0 | 0 | 0 | 0 | 0 | 0 | 0
Costs
| Annualised Cost - capex (2016) | 0 | 0 | 0 | 0 | 0 | 0 | 0 | 0 | 0 | 0 | 0 | 0 | 0 | 0 | 0 | 0 | 0 | 0 | 0 | 0 | 0
| Annualised Cost - capex (2017) | 0 | 0 | 0 | 0 | 0 | 0 | 0 | 0 | 0 | 0 | 0 | 0 | 0 | 0 | 0 | 0 | 0 | 0 | 0 | 0 | 0
| Annualised Cost - capex (2018) | 0 | 0 | 0 | 0 | 0 | 0 | 0 | 0 | 0 | 0 | 0 | 0 | 0 | 0 | 0 | 0 | 0 | 0 | 0 | 0 | 0
| Annualised Cost - capex (2019) | 0 | 0 | 0 | 0 | 0 | 0 | 0 | 0 | 0 | 0 | 0 | 0 | 0 | 0 | 0 | 0 | 0 | 0 | 0 | 0 | 0
| Annualised Cost - capex (2020) | 0 | 0 | 0 | 0 | 0 | 0 | 0 | 0 | 0 | 0 | 0 | 0 | 0 | 0 | 0 | 0 | 0 | 0 | 0 | 0 | 0
| O&M Costs | 0 | 0 | 0 | 0 | 0 | 0 | 0 | 0 | 0 | 0 | 0 | 0 | 0 | 0 | 0 | 0 | 0 | 0 | 0 | 0 | 0
| Compliance and Admin Costs | 0 | 0 | 0 | 0 | 0 | 0 | 0 | 0 | 0 | 0 | 0 | 0 | 0 | 0 | 0 | 0 | 0 | 0 | 0 | 0 | 0
| Other Costs | 0
| Total Costs | 0 | 0 | 0 | 0 | 0 | 0 | 0 | 0 | 0 | 0 | 0 | 0 | 0 | 0 | 0 | 0 | 0 | 0 | 0 | 0 | 0
| Net Benefit | 0 | 0 | 0 | 0 | 0 | 0 | 0 | 0 | 0 | 0 | 0 | 0 | 0 | 0 | 0 | 0 | 0 | 0 | 0 | 0 | 0
| Present Value | 0 | 0 | 0 | 0 | 0 | 0 | 0 | 0 | 0 | 0 | 0 | 0 | 0 | 0 | 0 | 0 | 0 | 0 | 0 | 0 | 0
0
Calculations - capex annualisation
"Status Quo" Reference Case
Annualised Cost - capex (2016) |  | 0
| Interest Repayment |  | 0 | 0 | 0 | 0 | 0 | 0 | 0 | 0 | 0 | 0 | 0 | 0 | 0 | 0 | 0 | 0 | 0 | 0 | 0 | 0
| Principal Repayment |  | 0 | 0 | 0 | 0 | 0 | 0 | 0 | 0 | 0 | 0 | 0 | 0 | 0 | 0 | 0 | 0 | 0 | 0 | 0 | 0
| Total Repayment |  | 0 | 0 | 0 | 0 | 0 | 0 | 0 | 0 | 0 | 0 | 0 | 0 | 0 | 0 | 0 | 0 | 0 | 0 | 0 | 0
| Outstanding Principal |  | 0 | 0 | 0 | 0 | 0 | 0 | 0 | 0 | 0 | 0 | 0 | 0 | 0 | 0 | 0 | 0 | 0 | 0 | 0 | 0
Annualised Cost - capex (2017) |  | 0
| Interest Repayment |  |  | 0 | 0 | 0 | 0 | 0 | 0 | 0 | 0 | 0 | 0 | 0 | 0 | 0 | 0 | 0 | 0 | 0 | 0 | 0 | 0
| Principal Repayment |  |  | 0 | 0 | 0 | 0 | 0 | 0 | 0 | 0 | 0 | 0 | 0 | 0 | 0 | 0 | 0 | 0 | 0 | 0 | 0 | 0
| Total Repayment |  |  | 0 | 0 | 0 | 0 | 0 | 0 | 0 | 0 | 0 | 0 | 0 | 0 | 0 | 0 | 0 | 0 | 0 | 0 | 0 | 0
| Outstanding Principal |  |  | 0 | 0 | 0 | 0 | 0 | 0 | 0 | 0 | 0 | 0 | 0 | 0 | 0 | 0 | 0 | 0 | 0 | 0 | 0 | 0
Annualised Cost - capex (2018) |  | 0
| Interest Repayment |  |  |  | 0 | 0 | 0 | 0 | 0 | 0 | 0 | 0 | 0 | 0 | 0 | 0 | 0 | 0 | 0 | 0 | 0 | 0 | 0
| Principal Repayment |  |  |  | 0 | 0 | 0 | 0 | 0 | 0 | 0 | 0 | 0 | 0 | 0 | 0 | 0 | 0 | 0 | 0 | 0 | 0 | 0
| Total Repayment |  |  |  | 0 | 0 | 0 | 0 | 0 | 0 | 0 | 0 | 0 | 0 | 0 | 0 | 0 | 0 | 0 | 0 | 0 | 0 | 0
| Outstanding Principal |  |  |  | 0 | 0 | 0 | 0 | 0 | 0 | 0 | 0 | 0 | 0 | 0 | 0 | 0 | 0 | 0 | 0 | 0 | 0 | 0
Annualised Cost - capex (2019) |  | 0
| Interest Repayment |  |  |  |  | 0 | 0 | 0 | 0 | 0 | 0 | 0 | 0 | 0 | 0 | 0 | 0 | 0 | 0 | 0 | 0 | 0 | 0
| Principal Repayment |  |  |  |  | 0 | 0 | 0 | 0 | 0 | 0 | 0 | 0 | 0 | 0 | 0 | 0 | 0 | 0 | 0 | 0 | 0 | 0
| Total Repayment |  |  |  |  | 0 | 0 | 0 | 0 | 0 | 0 | 0 | 0 | 0 | 0 | 0 | 0 | 0 | 0 | 0 | 0 | 0 | 0
| Outstanding Principal |  |  |  |  | 0 | 0 | 0 | 0 | 0 | 0 | 0 | 0 | 0 | 0 | 0 | 0 | 0 | 0 | 0 | 0 | 0 | 0
Annualised Cost - capex (2020) |  | 0
| Interest Repayment | [5 empty] | 0 | 0 | 0 | 0 | 0 | 0 | 0 | 0 | 0 | 0 | 0 | 0 | 0 | 0 | 0 | 0 | 0
| Principal Repayment | [5 empty] | 0 | 0 | 0 | 0 | 0 | 0 | 0 | 0 | 0 | 0 | 0 | 0 | 0 | 0 | 0 | 0 | 0
| Total Repayment | [5 empty] | 0 | 0 | 0 | 0 | 0 | 0 | 0 | 0 | 0 | 0 | 0 | 0 | 0 | 0 | 0 | 0 | 0
| Outstanding Principal | [5 empty] | 0 | 0 | 0 | 0 | 0 | 0 | 0 | 0 | 0 | 0 | 0 | 0 | 0 | 0 | 0 | 0 | 0
Option 1: Perform Manual Neutral Integrity Testing
Annualised Cost - capex (2016) |  | 0
| Interest Repayment |  | 0 | 0 | 0 | 0 | 0 | 0 | 0 | 0 | 0 | 0 | 0 | 0 | 0 | 0 | 0 | 0 | 0 | 0 | 0 | 0
| Principal Repayment |  | 0 | 0 | 0 | 0 | 0 | 0 | 0 | 0 | 0 | 0 | 0 | 0 | 0 | 0 | 0 | 0 | 0 | 0 | 0 | 0
| Total Repayment |  | 0 | 0 | 0 | 0 | 0 | 0 | 0 | 0 | 0 | 0 | 0 | 0 | 0 | 0 | 0 | 0 | 0 | 0 | 0 | 0
| Outstanding Principal |  | 0 | 0 | 0 | 0 | 0 | 0 | 0 | 0 | 0 | 0 | 0 | 0 | 0 | 0 | 0 | 0 | 0 | 0 | 0 | 0
Annualised Cost - capex (2017) |  | 0
| Interest Repayment |  |  | 0 | 0 | 0 | 0 | 0 | 0 | 0 | 0 | 0 | 0 | 0 | 0 | 0 | 0 | 0 | 0 | 0 | 0 | 0
| Principal Repayment |  |  | 0 | 0 | 0 | 0 | 0 | 0 | 0 | 0 | 0 | 0 | 0 | 0 | 0 | 0 | 0 | 0 | 0 | 0 | 0
| Total Repayment |  |  | 0 | 0 | 0 | 0 | 0 | 0 | 0 | 0 | 0 | 0 | 0 | 0 | 0 | 0 | 0 | 0 | 0 | 0 | 0
| Outstanding Principal |  |  | 0 | 0 | 0 | 0 | 0 | 0 | 0 | 0 | 0 | 0 | 0 | 0 | 0 | 0 | 0 | 0 | 0 | 0 | 0
Annualised Cost - capex (2018) |  | 0
| Interest Repayment |  |  |  | 0 | 0 | 0 | 0 | 0 | 0 | 0 | 0 | 0 | 0 | 0 | 0 | 0 | 0 | 0 | 0 | 0 | 0
| Principal Repayment |  |  |  | 0 | 0 | 0 | 0 | 0 | 0 | 0 | 0 | 0 | 0 | 0 | 0 | 0 | 0 | 0 | 0 | 0 | 0
| Total Repayment |  |  |  | 0 | 0 | 0 | 0 | 0 | 0 | 0 | 0 | 0 | 0 | 0 | 0 | 0 | 0 | 0 | 0 | 0 | 0
| Outstanding Principal |  |  |  | 0 | 0 | 0 | 0 | 0 | 0 | 0 | 0 | 0 | 0 | 0 | 0 | 0 | 0 | 0 | 0 | 0 | 0
Annualised Cost - capex (2019) |  | 0
| Interest Repayment |  |  |  |  | 0 | 0 | 0 | 0 | 0 | 0 | 0 | 0 | 0 | 0 | 0 | 0 | 0 | 0 | 0 | 0 | 0
| Principal Repayment |  |  |  |  | 0 | 0 | 0 | 0 | 0 | 0 | 0 | 0 | 0 | 0 | 0 | 0 | 0 | 0 | 0 | 0 | 0
| Total Repayment |  |  |  |  | 0 | 0 | 0 | 0 | 0 | 0 | 0 | 0 | 0 | 0 | 0 | 0 | 0 | 0 | 0 | 0 | 0
| Outstanding Principal |  |  |  |  | 0 | 0 | 0 | 0 | 0 | 0 | 0 | 0 | 0 | 0 | 0 | 0 | 0 | 0 | 0 | 0 | 0
Annualised Cost - capex (2020) |  | 0
| Interest Repayment | [5 empty] | 0 | 0 | 0 | 0 | 0 | 0 | 0 | 0 | 0 | 0 | 0 | 0 | 0 | 0 | 0 | 0
| Principal Repayment | [5 empty] | 0 | 0 | 0 | 0 | 0 | 0 | 0 | 0 | 0 | 0 | 0 | 0 | 0 | 0 | 0 | 0
| Total Repayment | [5 empty] | 0 | 0 | 0 | 0 | 0 | 0 | 0 | 0 | 0 | 0 | 0 | 0 | 0 | 0 | 0 | 0
| Outstanding Principal | [5 empty] | 0 | 0 | 0 | 0 | 0 | 0 | 0 | 0 | 0 | 0 | 0 | 0 | 0 | 0 | 0 | 0
Option 2: Perform the Service Mains Deterioration Field Works for 5 Minutes Neutral Integrity Data Reads
0 | Annualised Cost - capex (2016) | 0
| Interest Repayment |  | 140.5638 | 152.7507 | 165.9942 | 180.3859 | 196.0253 | 213.0207 | 231.4896 | 251.5598 | 273.37 | 297.0712 | 322.8273 | 350.8164 | 381.2322 | 414.285 | 450.2035 | 489.2361 | 531.6529 | 577.7472 | 627.8379 | 682.2715
| Principal Repayment |  | -140.5638 | -152.7507 | -165.9942 | -180.3859 | -196.0253 | -213.0207 | -231.4896 | -251.5598 | -273.37 | -297.0712 | -322.8273 | -350.8164 | -381.2322 | -414.285 | -450.2035 | -489.2361 | -531.6529 | -577.7472 | -627.8379 | -682.2715
| Total Repayment |  | 0 | 0 | 0 | 0 | 0 | 0 | 0 | 0 | 0 | 0 | 0 | 0 | 0 | 0 | 0 | 0 | 0 | 0 | 0 | 0
| Outstanding Principal |  | 1761.8304 | 1914.5811 | 2080.5753 | 2260.9612 | 2456.9865 | 2670.0072 | 2901.4969 | 3153.0566 | 3426.4267 | 3723.4978 | 4046.3251 | 4397.1415 | 4778.3737 | 5192.6587 | 5642.8622 | 6132.0983 | 6663.7512 | 7241.4985 | 7869.3364 | 8551.6078
Annualised Cost - capex (2017) |  | 0
| Interest Repayment |  |  | 82.3791 | 89.5213 | 97.2828 | 105.7173 | 114.883 | 124.8433 | 135.6672 | 147.4296 | 160.2117 | 174.1021 | 189.1967 | 205.6001 | 223.4256 | 242.7966 | 263.8471 | 286.7226 | 311.5815 | 338.5956 | 367.9518
| Principal Repayment |  |  | -82.3791 | -89.5213 | -97.2828 | -105.7173 | -114.883 | -124.8433 | -135.6672 | -147.4296 | -160.2117 | -174.1021 | -189.1967 | -205.6001 | -223.4256 | -242.7966 | -263.8471 | -286.7226 | -311.5815 | -338.5956 | -367.9518
| Total Repayment |  |  | 0 | 0 | 0 | 0 | 0 | 0 | 0 | 0 | 0 | 0 | 0 | 0 | 0 | 0 | 0 | 0 | 0 | 0 | 0
| Outstanding Principal |  |  | 1032.5415 | 1122.0628 | 1219.3457 | 1325.0629 | 1439.9459 | 1564.7892 | 1700.4564 | 1847.886 | 2008.0977 | 2182.1998 | 2371.3965 | 2576.9966 | 2800.4222 | 3043.2188 | 3307.0659 | 3593.7885 | 3905.37 | 4243.9655 | 4611.9173
Annualised Cost - capex (2018) |  | 0
| Interest Repayment |  |  |  | 50.3986 | 54.7682 | 59.5166 | 64.6767 | 70.2842 | 76.3778 | 82.9998 | 90.1958 | 98.0158 | 106.5138 | 115.7485 | 125.7839 | 136.6894 | 148.5404 | 161.4188 | 175.4138 | 190.6222 | 207.1492
| Principal Repayment |  |  |  | -50.3986 | -54.7682 | -59.5166 | -64.6767 | -70.2842 | -76.3778 | -82.9998 | -90.1958 | -98.0158 | -106.5138 | -115.7485 | -125.7839 | -136.6894 | -148.5404 | -161.4188 | -175.4138 | -190.6222 | -207.1492
| Total Repayment |  |  |  | 0 | 0 | 0 | 0 | 0 | 0 | 0 | 0 | 0 | 0 | 0 | 0 | 0 | 0 | 0 | 0 | 0 | 0
| Outstanding Principal |  |  |  | 631.6978 | 686.466 | 745.9826 | 810.6593 | 880.9435 | 957.3213 | 1040.3211 | 1130.5169 | 1228.5327 | 1335.0465 | 1450.795 | 1576.579 | 1713.2684 | 1861.8087 | 2023.2276 | 2198.6414 | 2389.2636 | 2596.4127
Annualised Cost - capex (2019) |  | 0
| Interest Repayment |  |  |  |  | 54.115 | 58.8067 | 63.9053 | 69.4459 | 75.4668 | 82.0098 | 89.1201 | 96.8468 | 105.2434 | 114.368 | 124.2837 | 135.0591 | 146.7687 | 159.4936 | 173.3216 | 188.3486 | 204.6785
| Principal Repayment |  |  |  |  | -54.115 | -58.8067 | -63.9053 | -69.4459 | -75.4668 | -82.0098 | -89.1201 | -96.8468 | -105.2434 | -114.368 | -124.2837 | -135.0591 | -146.7687 | -159.4936 | -173.3216 | -188.3486 | -204.6785
| Total Repayment |  |  |  |  | 0 | 0 | 0 | 0 | 0 | 0 | 0 | 0 | 0 | 0 | 0 | 0 | 0 | 0 | 0 | 0 | 0
| Outstanding Principal |  |  |  |  | 678.2785 | 737.0852 | 800.9905 | 870.4364 | 945.9032 | 1027.913 | 1117.0331 | 1213.8799 | 1319.1232 | 1433.4912 | 1557.7749 | 1692.834 | 1839.6027 | 1999.0963 | 2172.4179 | 2360.7665 | 2565.445
Annualised Cost - capex (2020) |  | 0
| Interest Repayment | [5 empty] | 34.6695 | 37.6754 | 40.9418 | 44.4915 | 48.3489 | 52.5407 | 57.096 | 62.0463 | 67.4257 | 73.2715 | 79.6241 | 86.5275 | 94.0295 | 102.1818 | 111.041 | 120.6682
| Principal Repayment | [5 empty] | -34.6695 | -37.6754 | -40.9418 | -44.4915 | -48.3489 | -52.5407 | -57.096 | -62.0463 | -67.4257 | -73.2715 | -79.6241 | -86.5275 | -94.0295 | -102.1818 | -111.041 | -120.6682
| Total Repayment | [5 empty] | 0 | 0 | 0 | 0 | 0 | 0 | 0 | 0 | 0 | 0 | 0 | 0 | 0 | 0 | 0 | 0
| Outstanding Principal | [5 empty] | 434.5487 | 472.2241 | 513.1659 | 557.6574 | 606.0063 | 658.5471 | 715.6431 | 777.6893 | 845.115 | 918.3865 | 998.0106 | 1084.5381 | 1178.5676 | 1280.7494 | 1391.7903 | 1512.4586
Option 3: Perform the Service Mains Deterioration Field Works for 1 Minutes Neutral Integrity Data Reads
Annualised Cost - capex (2016) |  | 0
| Interest Repayment |  | 260.1 | 282.6507 | 307.1565 | 333.787 | 362.7263 | 394.1746 | 428.3496 | 465.4875 | 505.8453 | 549.702 | 597.3612 | 649.1524 | 705.434 | 766.5951 | 833.0589 | 905.2851 | 983.7733 | 1069.0664 | 1161.7545 | 1262.4786
| Principal Repayment |  | -260.1 | -282.6507 | -307.1565 | -333.787 | -362.7263 | -394.1746 | -428.3496 | -465.4875 | -505.8453 | -549.702 | -597.3612 | -649.1524 | -705.434 | -766.5951 | -833.0589 | -905.2851 | -983.7733 | -1069.0664 | -1161.7545 | -1262.4786
| Total Repayment |  | 0 | 0 | 0 | 0 | 0 | 0 | 0 | 0 | 0 | 0 | 0 | 0 | 0 | 0 | 0 | 0 | 0 | 0 | 0 | 0
| Outstanding Principal |  | 3260.1 | 3542.7507 | 3849.9072 | 4183.6941 | 4546.4204 | 4940.595 | 5368.9446 | 5834.4321 | 6340.2774 | 6889.9794 | 7487.3406 | 8136.4931 | 8841.927 | 9608.5221 | 10441.581 | 11346.866 | 12330.6393 | 13399.7058 | 14561.4602 | 15823.9388
Annualised Cost - capex (2017) |  | 0
| Interest Repayment |  |  | 173.4 | 188.4338 | 204.771 | 222.5246 | 241.8175 | 262.7831 | 285.5664 | 310.325 | 337.2302 | 366.468 | 398.2408 | 432.7683 | 470.2893 | 511.0634 | 555.3726 | 603.5234 | 655.8489 | 712.711 | 774.503
| Principal Repayment |  |  | -173.4 | -188.4338 | -204.771 | -222.5246 | -241.8175 | -262.7831 | -285.5664 | -310.325 | -337.2302 | -366.468 | -398.2408 | -432.7683 | -470.2893 | -511.0634 | -555.3726 | -603.5234 | -655.8489 | -712.711 | -774.503
| Total Repayment |  |  | 0 | 0 | 0 | 0 | 0 | 0 | 0 | 0 | 0 | 0 | 0 | 0 | 0 | 0 | 0 | 0 | 0 | 0 | 0
| Outstanding Principal |  |  | 2173.4 | 2361.8338 | 2566.6048 | 2789.1294 | 3030.9469 | 3293.73 | 3579.2964 | 3889.6214 | 4226.8516 | 4593.3196 | 4991.5604 | 5424.3287 | 5894.618 | 6405.6814 | 6961.054 | 7564.5774 | 8220.4262 | 8933.1372 | 9707.6402
Annualised Cost - capex (2018) |  | 0
| Interest Repayment |  |  |  | 173.4 | 188.4338 | 204.771 | 222.5246 | 241.8175 | 262.7831 | 285.5664 | 310.325 | 337.2302 | 366.468 | 398.2408 | 432.7683 | 470.2893 | 511.0634 | 555.3726 | 603.5234 | 655.8489 | 712.711
| Principal Repayment |  |  |  | -173.4 | -188.4338 | -204.771 | -222.5246 | -241.8175 | -262.7831 | -285.5664 | -310.325 | -337.2302 | -366.468 | -398.2408 | -432.7683 | -470.2893 | -511.0634 | -555.3726 | -603.5234 | -655.8489 | -712.711
| Total Repayment |  |  |  | 0 | 0 | 0 | 0 | 0 | 0 | 0 | 0 | 0 | 0 | 0 | 0 | 0 | 0 | 0 | 0 | 0 | 0
| Outstanding Principal |  |  |  | 2173.4 | 2361.8338 | 2566.6048 | 2789.1294 | 3030.9469 | 3293.73 | 3579.2964 | 3889.6214 | 4226.8516 | 4593.3196 | 4991.5604 | 5424.3287 | 5894.618 | 6405.6814 | 6961.054 | 7564.5774 | 8220.4262 | 8933.1372
Annualised Cost - capex (2019) |  | 0
| Interest Repayment |  |  |  |  | 173.4 | 188.4338 | 204.771 | 222.5246 | 241.8175 | 262.7831 | 285.5664 | 310.325 | 337.2302 | 366.468 | 398.2408 | 432.7683 | 470.2893 | 511.0634 | 555.3726 | 603.5234 | 655.8489
| Principal Repayment |  |  |  |  | -173.4 | -188.4338 | -204.771 | -222.5246 | -241.8175 | -262.7831 | -285.5664 | -310.325 | -337.2302 | -366.468 | -398.2408 | -432.7683 | -470.2893 | -511.0634 | -555.3726 | -603.5234 | -655.8489
| Total Repayment |  |  |  |  | 0 | 0 | 0 | 0 | 0 | 0 | 0 | 0 | 0 | 0 | 0 | 0 | 0 | 0 | 0 | 0 | 0
| Outstanding Principal |  |  |  |  | 2173.4 | 2361.8338 | 2566.6048 | 2789.1294 | 3030.9469 | 3293.73 | 3579.2964 | 3889.6214 | 4226.8516 | 4593.3196 | 4991.5604 | 5424.3287 | 5894.618 | 6405.6814 | 6961.054 | 7564.5774 | 8220.4262
Annualised Cost - capex (2020) |  | 0
| Interest Repayment | [5 empty] | 67.9728 | 73.866 | 80.2702 | 87.2297 | 94.7925 | 103.011 | 111.942 | 121.6474 | 132.1942 | 143.6555 | 156.1104 | 169.6452 | 184.3534 | 200.3368 | 217.7061 | 236.5812
| Principal Repayment | [5 empty] | -67.9728 | -73.866 | -80.2702 | -87.2297 | -94.7925 | -103.011 | -111.942 | -121.6474 | -132.1942 | -143.6555 | -156.1104 | -169.6452 | -184.3534 | -200.3368 | -217.7061 | -236.5812
| Total Repayment | [5 empty] | 0 | 0 | 0 | 0 | 0 | 0 | 0 | 0 | 0 | 0 | 0 | 0 | 0 | 0 | 0 | 0
| Outstanding Principal | [5 empty] | 851.9728 | 925.8388 | 1006.1091 | 1093.3387 | 1188.1312 | 1291.1422 | 1403.0842 | 1524.7316 | 1656.9258 | 1800.5813 | 1956.6917 | 2126.3369 | 2310.6903 | 2511.0271 | 2728.7332 | 2965.3143
Option 4:
Annualised Cost - capex (2016) |  | 0
| Interest Repayment |  | 0 | 0 | 0 | 0 | 0 | 0 | 0 | 0 | 0 | 0 | 0 | 0 | 0 | 0 | 0 | 0 | 0 | 0 | 0 | 0
| Principal Repayment |  | 0 | 0 | 0 | 0 | 0 | 0 | 0 | 0 | 0 | 0 | 0 | 0 | 0 | 0 | 0 | 0 | 0 | 0 | 0 | 0
| Total Repayment |  | 0 | 0 | 0 | 0 | 0 | 0 | 0 | 0 | 0 | 0 | 0 | 0 | 0 | 0 | 0 | 0 | 0 | 0 | 0 | 0
| Outstanding Principal |  | 0 | 0 | 0 | 0 | 0 | 0 | 0 | 0 | 0 | 0 | 0 | 0 | 0 | 0 | 0 | 0 | 0 | 0 | 0 | 0
Annualised Cost - capex (2017) |  | 0
| Interest Repayment |  |  | 0 | 0 | 0 | 0 | 0 | 0 | 0 | 0 | 0 | 0 | 0 | 0 | 0 | 0 | 0 | 0 | 0 | 0 | 0
| Principal Repayment |  |  | 0 | 0 | 0 | 0 | 0 | 0 | 0 | 0 | 0 | 0 | 0 | 0 | 0 | 0 | 0 | 0 | 0 | 0 | 0
| Total Repayment |  |  | 0 | 0 | 0 | 0 | 0 | 0 | 0 | 0 | 0 | 0 | 0 | 0 | 0 | 0 | 0 | 0 | 0 | 0 | 0
| Outstanding Principal |  |  | 0 | 0 | 0 | 0 | 0 | 0 | 0 | 0 | 0 | 0 | 0 | 0 | 0 | 0 | 0 | 0 | 0 | 0 | 0
Annualised Cost - capex (2018) |  | 0
| Interest Repayment |  |  |  | 0 | 0 | 0 | 0 | 0 | 0 | 0 | 0 | 0 | 0 | 0 | 0 | 0 | 0 | 0 | 0 | 0 | 0
| Principal Repayment |  |  |  | 0 | 0 | 0 | 0 | 0 | 0 | 0 | 0 | 0 | 0 | 0 | 0 | 0 | 0 | 0 | 0 | 0 | 0
| Total Repayment |  |  |  | 0 | 0 | 0 | 0 | 0 | 0 | 0 | 0 | 0 | 0 | 0 | 0 | 0 | 0 | 0 | 0 | 0 | 0
| Outstanding Principal |  |  |  | 0 | 0 | 0 | 0 | 0 | 0 | 0 | 0 | 0 | 0 | 0 | 0 | 0 | 0 | 0 | 0 | 0 | 0
Annualised Cost - capex (2019) |  | 0
| Interest Repayment |  |  |  |  | 0 | 0 | 0 | 0 | 0 | 0 | 0 | 0 | 0 | 0 | 0 | 0 | 0 | 0 | 0 | 0 | 0
| Principal Repayment |  |  |  |  | 0 | 0 | 0 | 0 | 0 | 0 | 0 | 0 | 0 | 0 | 0 | 0 | 0 | 0 | 0 | 0 | 0
| Total Repayment |  |  |  |  | 0 | 0 | 0 | 0 | 0 | 0 | 0 | 0 | 0 | 0 | 0 | 0 | 0 | 0 | 0 | 0 | 0
| Outstanding Principal |  |  |  |  | 0 | 0 | 0 | 0 | 0 | 0 | 0 | 0 | 0 | 0 | 0 | 0 | 0 | 0 | 0 | 0 | 0
Annualised Cost - capex (2020) |  | 0
| Interest Repayment | [5 empty] | 0 | 0 | 0 | 0 | 0 | 0 | 0 | 0 | 0 | 0 | 0 | 0 | 0 | 0 | 0 | 0
| Principal Repayment | [5 empty] | 0 | 0 | 0 | 0 | 0 | 0 | 0 | 0 | 0 | 0 | 0 | 0 | 0 | 0 | 0 | 0
| Total Repayment | [5 empty] | 0 | 0 | 0 | 0 | 0 | 0 | 0 | 0 | 0 | 0 | 0 | 0 | 0 | 0 | 0 | 0
| Outstanding Principal | [5 empty] | 0 | 0 | 0 | 0 | 0 | 0 | 0 | 0 | 0 | 0 | 0 | 0 | 0 | 0 | 0 | 0
Option 5:
Annualised Cost - capex (2016) |  | 0
| Interest Repayment |  | 0 | 0 | 0 | 0 | 0 | 0 | 0 | 0 | 0 | 0 | 0 | 0 | 0 | 0 | 0 | 0 | 0 | 0 | 0 | 0
| Principal Repayment |  | 0 | 0 | 0 | 0 | 0 | 0 | 0 | 0 | 0 | 0 | 0 | 0 | 0 | 0 | 0 | 0 | 0 | 0 | 0 | 0
| Total Repayment |  | 0 | 0 | 0 | 0 | 0 | 0 | 0 | 0 | 0 | 0 | 0 | 0 | 0 | 0 | 0 | 0 | 0 | 0 | 0 | 0
| Outstanding Principal |  | 0 | 0 | 0 | 0 | 0 | 0 | 0 | 0 | 0 | 0 | 0 | 0 | 0 | 0 | 0 | 0 | 0 | 0 | 0 | 0
Annualised Cost - capex (2017) |  | 0
| Interest Repayment |  |  | 0 | 0 | 0 | 0 | 0 | 0 | 0 | 0 | 0 | 0 | 0 | 0 | 0 | 0 | 0 | 0 | 0 | 0 | 0
| Principal Repayment |  |  | 0 | 0 | 0 | 0 | 0 | 0 | 0 | 0 | 0 | 0 | 0 | 0 | 0 | 0 | 0 | 0 | 0 | 0 | 0
| Total Repayment |  |  | 0 | 0 | 0 | 0 | 0 | 0 | 0 | 0 | 0 | 0 | 0 | 0 | 0 | 0 | 0 | 0 | 0 | 0 | 0
| Outstanding Principal |  |  | 0 | 0 | 0 | 0 | 0 | 0 | 0 | 0 | 0 | 0 | 0 | 0 | 0 | 0 | 0 | 0 | 0 | 0 | 0
Annualised Cost - capex (2018) |  | 0
| Interest Repayment |  |  |  | 0 | 0 | 0 | 0 | 0 | 0 | 0 | 0 | 0 | 0 | 0 | 0 | 0 | 0 | 0 | 0 | 0 | 0
| Principal Repayment |  |  |  | 0 | 0 | 0 | 0 | 0 | 0 | 0 | 0 | 0 | 0 | 0 | 0 | 0 | 0 | 0 | 0 | 0 | 0
| Total Repayment |  |  |  | 0 | 0 | 0 | 0 | 0 | 0 | 0 | 0 | 0 | 0 | 0 | 0 | 0 | 0 | 0 | 0 | 0 | 0
| Outstanding Principal |  |  |  | 0 | 0 | 0 | 0 | 0 | 0 | 0 | 0 | 0 | 0 | 0 | 0 | 0 | 0 | 0 | 0 | 0 | 0
Annualised Cost - capex (2019) |  | 0
| Interest Repayment |  |  |  |  | 0 | 0 | 0 | 0 | 0 | 0 | 0 | 0 | 0 | 0 | 0 | 0 | 0 | 0 | 0 | 0 | 0
| Principal Repayment |  |  |  |  | 0 | 0 | 0 | 0 | 0 | 0 | 0 | 0 | 0 | 0 | 0 | 0 | 0 | 0 | 0 | 0 | 0
| Total Repayment |  |  |  |  | 0 | 0 | 0 | 0 | 0 | 0 | 0 | 0 | 0 | 0 | 0 | 0 | 0 | 0 | 0 | 0 | 0
| Outstanding Principal |  |  |  |  | 0 | 0 | 0 | 0 | 0 | 0 | 0 | 0 | 0 | 0 | 0 | 0 | 0 | 0 | 0 | 0 | 0
Annualised Cost - capex (2020) |  | 0
| Interest Repayment | [5 empty] | 0 | 0 | 0 | 0 | 0 | 0 | 0 | 0 | 0 | 0 | 0 | 0 | 0 | 0 | 0 | 0
| Principal Repayment | [5 empty] | 0 | 0 | 0 | 0 | 0 | 0 | 0 | 0 | 0 | 0 | 0 | 0 | 0 | 0 | 0 | 0
| Total Repayment | [5 empty] | 0 | 0 | 0 | 0 | 0 | 0 | 0 | 0 | 0 | 0 | 0 | 0 | 0 | 0 | 0 | 0
| Outstanding Principal | [5 empty] | 0 | 0 | 0 | 0 | 0 | 0 | 0 | 0 | 0 | 0 | 0 | 0 | 0 | 0 | 0 | 0

## Graph Data (hidden)
| $000, nominal |  |  | CAPITAL EXPENDITURE PROPOSAL
Service Mains Deterioration Field Works
| Discount Rate |  | 8.67%
|  |  |  | 2016 | 2017 | 2018 | 2019 | 2020 | 2021 | 2022 | 2023 | 2024 | 2025 | 2026 | 2027 | 2028 | 2029 | 2030 | 2031 | 2032 | 2033 | 2034 | 2035 | 2036
|  |  | t= | 0 | 1 | 2 | 3 | 4 | 5 | 6 | 7 | 8 | 9 | 10 | 11 | 12 | 13 | 14 | 15 | 16 | 17 | 18 | 19 | 20
| Inflation (%) |  |  |  | 1.94% | 1.94% | 1.94% | 1.94% | 1.94% | 1.94% | 1.94% | 1.94% | 1.94% | 1.94% | 1.94% | 1.94% | 1.94% | 1.94% | 1.94% | 1.94% | 1.94% | 1.94% | 1.94% | 1.94%
| Inflation Index |  |  | 1 | 1.0194 | 1.0392 | 1.0593 | 1.0799 | 1.1008 | 1.1222 | 1.144 | 1.1662 | 1.1888 | 1.2118 | 1.2354 | 1.2593 | 1.2837 | 1.3087 | 1.334 | 1.3599 | 1.3863 | 1.4132 | 1.4406 | 1.4686
"Status Quo" Reference Case
|  | Capital Costs | 0 | 0 | 0 | 0 | 0 | 0 | 0 | 0 | 0 | 0 | 0 | 0 | 0 | 0 | 0 | 0 | 0 | 0 | 0 | 0 | 0 | 0
|  | Maintenance Costs | 0 | 0 | 0 | 0 | 0 | 0 | 0 | 0 | 0 | 0 | 0 | 0 | 0 | 0 | 0 | 0 | 0 | 0 | 0 | 0 | 0 | 0
Negative Impact on Revenue (STPIS)
|  | SAIFI sustained | 0 | 0 | 0 | 0 | 0 | 0 | 0 | 0 | 0 | 0 | 0 | 0 | 0 | 0 | 0 | 0 | 0 | 0 | 0 | 0 | 0 | 0
|  | SAIDI accidental | 0 | 0 | 0 | 0 | 0 | 0 | 0 | 0 | 0 | 0 | 0 | 0 | 0 | 0 | 0 | 0 | 0 | 0 | 0 | 0 | 0 | 0
|  | MAIFI momentary | 0 | 0 | 0 | 0 | 0 | 0 | 0 | 0 | 0 | 0 | 0 | 0 | 0 | 0 | 0 | 0 | 0 | 0 | 0 | 0 | 0 | 0
|  | Call centre response | 0 | 0 | 0 | 0 | 0 | 0 | 0 | 0 | 0 | 0 | 0 | 0 | 0 | 0 | 0 | 0 | 0 | 0 | 0 | 0 | 0 | 0
|  | Network Outage Costs | 0 | 0 | 0 | 0 | 0 | 0 | 0 | 0 | 0 | 0 | 0 | 0 | 0 | 0 | 0 | 0 | 0 | 0 | 0 | 0 | 0 | 0
|  | Loss of F Factor Benefit | 0 | 0 | 0 | 0 | 0 | 0 | 0 | 0 | 0 | 0 | 0 | 0 | 0 | 0 | 0 | 0 | 0 | 0 | 0 | 0 | 0 | 0
|  | Cost 1 | 0 | 0 | 0 | 0 | 0 | 0 | 0 | 0 | 0 | 0 | 0 | 0 | 0 | 0 | 0 | 0 | 0 | 0 | 0 | 0 | 0 | 0
|  | Cost 2 | 0 | 0 | 0 | 0 | 0 | 0 | 0 | 0 | 0 | 0 | 0 | 0 | 0 | 0 | 0 | 0 | 0 | 0 | 0 | 0 | 0 | 0
|  | Cost 3 | 0 | 0 | 0 | 0 | 0 | 0 | 0 | 0 | 0 | 0 | 0 | 0 | 0 | 0 | 0 | 0 | 0 | 0 | 0 | 0 | 0 | 0
|  | Cost 4 | 0 | 0 | 0 | 0 | 0 | 0 | 0 | 0 | 0 | 0 | 0 | 0 | 0 | 0 | 0 | 0 | 0 | 0 | 0 | 0 | 0 | 0
|  | Cost 5 | 0 | 0 | 0 | 0 | 0 | 0 | 0 | 0 | 0 | 0 | 0 | 0 | 0 | 0 | 0 | 0 | 0 | 0 | 0 | 0 | 0 | 0
|  | Risk 1 | 0 | 0 | 0 | 0 | 0 | 0 | 0 | 0 | 0 | 0 | 0 | 0 | 0 | 0 | 0 | 0 | 0 | 0 | 0 | 0 | 0 | 0
|  | Risk 2 | 0 | 0 | 0 | 0 | 0 | 0 | 0 | 0 | 0 | 0 | 0 | 0 | 0 | 0 | 0 | 0 | 0 | 0 | 0 | 0 | 0 | 0
|  | Risk 3 | 0 | 0 | 0 | 0 | 0 | 0 | 0 | 0 | 0 | 0 | 0 | 0 | 0 | 0 | 0 | 0 | 0 | 0 | 0 | 0 | 0 | 0
|  | Risk 4 | 0 | 0 | 0 | 0 | 0 | 0 | 0 | 0 | 0 | 0 | 0 | 0 | 0 | 0 | 0 | 0 | 0 | 0 | 0 | 0 | 0 | 0
|  | Risk 5 | 0 | 0 | 0 | 0 | 0 | 0 | 0 | 0 | 0 | 0 | 0 | 0 | 0 | 0 | 0 | 0 | 0 | 0 | 0 | 0 | 0 | 0
|  | Total Costs | 0 | 0 | 0 | 0 | 0 | 0 | 0 | 0 | 0 | 0 | 0 | 0 | 0 | 0 | 0 | 0 | 0 | 0 | 0 | 0 | 0 | 0
|  | Present Value (PV) of Total Costs | 0 | 0 | 0 | 0 | 0 | 0 | 0 | 0 | 0 | 0 | 0 | 0 | 0 | 0 | 0 | 0 | 0 | 0 | 0 | 0 | 0 | 0
Option 2: Perform the Service Mains Deterioration Field Works for 5 Minutes Neutral Integrity Data Reads
|  | Capital Costs | 4286.9582 | 1621.2666 | 968.5956 | 604.0724 | 661.1991 | 431.8246 | 0 | 0 | 0 | 0 | 0 | 0 | 0 | 0 | 0 | 0 | 0 | 0 | 0 | 0 | 0 | 0
|  | Maintenance Costs | 0 | 0 | 0 | 0 | 0 | 0 | 0 | 0 | 0 | 0 | 0 | 0 | 0 | 0 | 0 | 0 | 0 | 0 | 0 | 0 | 0 | 0
Negative Impact on Revenue (STPIS)
|  | SAIFI sustained | 0 | 0 | 0 | 0 | 0 | 0 | 0 | 0 | 0 | 0 | 0 | 0 | 0 | 0 | 0 | 0 | 0 | 0 | 0 | 0 | 0 | 0
|  | SAIDI accidental | 0 | 0 | 0 | 0 | 0 | 0 | 0 | 0 | 0 | 0 | 0 | 0 | 0 | 0 | 0 | 0 | 0 | 0 | 0 | 0 | 0 | 0
|  | MAIFI momentary | 0 | 0 | 0 | 0 | 0 | 0 | 0 | 0 | 0 | 0 | 0 | 0 | 0 | 0 | 0 | 0 | 0 | 0 | 0 | 0 | 0 | 0
|  | Call centre response | 0 | 0 | 0 | 0 | 0 | 0 | 0 | 0 | 0 | 0 | 0 | 0 | 0 | 0 | 0 | 0 | 0 | 0 | 0 | 0 | 0 | 0
|  | Customer off supply | 0 | 0 | 0 | 0 | 0 | 0 | 0 | 0 | 0 | 0 | 0 | 0 | 0 | 0 | 0 | 0 | 0 | 0 | 0 | 0 | 0 | 0
|  | Loss of F Factor Benefit | 0 | 0 | 0 | 0 | 0 | 0 | 0 | 0 | 0 | 0 | 0 | 0 | 0 | 0 | 0 | 0 | 0 | 0 | 0 | 0 | 0 | 0
|  | Cost 1 | 0 | 0 | 0 | 0 | 0 | 0 | 0 | 0 | 0 | 0 | 0 | 0 | 0 | 0 | 0 | 0 | 0 | 0 | 0 | 0 | 0 | 0
|  | Cost 2 | 0 | 0 | 0 | 0 | 0 | 0 | 0 | 0 | 0 | 0 | 0 | 0 | 0 | 0 | 0 | 0 | 0 | 0 | 0 | 0 | 0 | 0
|  | Cost 3 | 0 | 0 | 0 | 0 | 0 | 0 | 0 | 0 | 0 | 0 | 0 | 0 | 0 | 0 | 0 | 0 | 0 | 0 | 0 | 0 | 0 | 0
|  | Cost 4 | 0 | 0 | 0 | 0 | 0 | 0 | 0 | 0 | 0 | 0 | 0 | 0 | 0 | 0 | 0 | 0 | 0 | 0 | 0 | 0 | 0 | 0
|  | Cost 5 | 0 | 0 | 0 | 0 | 0 | 0 | 0 | 0 | 0 | 0 | 0 | 0 | 0 | 0 | 0 | 0 | 0 | 0 | 0 | 0 | 0 | 0
|  | Risk 1 | 0 | 0 | 0 | 0 | 0 | 0 | 0 | 0 | 0 | 0 | 0 | 0 | 0 | 0 | 0 | 0 | 0 | 0 | 0 | 0 | 0 | 0
|  | Risk 2 | 0 | 0 | 0 | 0 | 0 | 0 | 0 | 0 | 0 | 0 | 0 | 0 | 0 | 0 | 0 | 0 | 0 | 0 | 0 | 0 | 0 | 0
|  | Risk 3 | 0 | 0 | 0 | 0 | 0 | 0 | 0 | 0 | 0 | 0 | 0 | 0 | 0 | 0 | 0 | 0 | 0 | 0 | 0 | 0 | 0 | 0
|  | Risk 4 | 0 | 0 | 0 | 0 | 0 | 0 | 0 | 0 | 0 | 0 | 0 | 0 | 0 | 0 | 0 | 0 | 0 | 0 | 0 | 0 | 0 | 0
|  | Risk 5 | 0 | 0 | 0 | 0 | 0 | 0 | 0 | 0 | 0 | 0 | 0 | 0 | 0 | 0 | 0 | 0 | 0 | 0 | 0 | 0 | 0 | 0
|  | Total Costs | 4286.9582 | 1621.2666 | 968.5956 | 604.0724 | 661.1991 | 431.8246 | 0 | 0 | 0 | 0 | 0 | 0 | 0 | 0 | 0 | 0 | 0 | 0 | 0 | 0 | 0 | 0
|  | Present Value (PV) of Total Costs | 3848.9939 | 1621.2666 | 891.3183 | 511.5283 | 515.2325 | 309.6483 | 0 | 0 | 0 | 0 | 0 | 0 | 0 | 0 | 0 | 0 | 0 | 0 | 0 | 0 | 0 | 0
Option 2: Perform the Service Mains Deterioration Field Works for 5 Minutes Neutral Integrity Data Reads + 1yr
|  | Capital Costs | 4370.1252 | 0 | 1652.7192 | 987.3863 | 615.7914 | 674.0264 | 440.2019 | 0 | 0 | 0 | 0 | 0 | 0 | 0 | 0 | 0 | 0 | 0 | 0 | 0 | 0 | 0
|  | Maintenance Costs | 0 | 0 | 0 | 0 | 0 | 0 | 0 | 0 | 0 | 0 | 0 | 0 | 0 | 0 | 0 | 0 | 0 | 0 | 0 | 0 | 0 | 0
Negative Impact on Revenue (STPIS)
|  | SAIFI sustained | 0 | 0 | 0 | 0 | 0 | 0 | 0 | 0 | 0 | 0 | 0 | 0 | 0 | 0 | 0 | 0 | 0 | 0 | 0 | 0 | 0 | 0
|  | SAIDI accidental | 0 | 0 | 0 | 0 | 0 | 0 | 0 | 0 | 0 | 0 | 0 | 0 | 0 | 0 | 0 | 0 | 0 | 0 | 0 | 0 | 0 | 0
|  | MAIFI momentary | 0 | 0 | 0 | 0 | 0 | 0 | 0 | 0 | 0 | 0 | 0 | 0 | 0 | 0 | 0 | 0 | 0 | 0 | 0 | 0 | 0 | 0
|  | Call centre response | 0 | 0 | 0 | 0 | 0 | 0 | 0 | 0 | 0 | 0 | 0 | 0 | 0 | 0 | 0 | 0 | 0 | 0 | 0 | 0 | 0 | 0
|  | Network Outage Costs | 0 | 0 | 0 | 0 | 0 | 0 | 0 | 0 | 0 | 0 | 0 | 0 | 0 | 0 | 0 | 0 | 0 | 0 | 0 | 0 | 0 | 0
|  | Loss of F Factor Benefit | 0 | 0 | 0 | 0 | 0 | 0 | 0 | 0 | 0 | 0 | 0 | 0 | 0 | 0 | 0 | 0 | 0 | 0 | 0 | 0 | 0 | 0
|  | Cost 1 | 0 | 0 | 0 | 0 | 0 | 0 | 0 | 0 | 0 | 0 | 0 | 0 | 0 | 0 | 0 | 0 | 0 | 0 | 0 | 0 | 0 | 0
|  | Cost 2 | 0 | 0 | 0 | 0 | 0 | 0 | 0 | 0 | 0 | 0 | 0 | 0 | 0 | 0 | 0 | 0 | 0 | 0 | 0 | 0 | 0 | 0
|  | Cost 3 | 0 | 0 | 0 | 0 | 0 | 0 | 0 | 0 | 0 | 0 | 0 | 0 | 0 | 0 | 0 | 0 | 0 | 0 | 0 | 0 | 0 | 0
|  | Cost 4 | 0 | 0 | 0 | 0 | 0 | 0 | 0 | 0 | 0 | 0 | 0 | 0 | 0 | 0 | 0 | 0 | 0 | 0 | 0 | 0 | 0 | 0
|  | Cost 5 | 0 | 0 | 0 | 0 | 0 | 0 | 0 | 0 | 0 | 0 | 0 | 0 | 0 | 0 | 0 | 0 | 0 | 0 | 0 | 0 | 0 | 0
|  | Risk 1 | 0 | 0 | 0 | 0 | 0 | 0 | 0 | 0 | 0 | 0 | 0 | 0 | 0 | 0 | 0 | 0 | 0 | 0 | 0 | 0 | 0 | 0
|  | Risk 2 | 0 | 0 | 0 | 0 | 0 | 0 | 0 | 0 | 0 | 0 | 0 | 0 | 0 | 0 | 0 | 0 | 0 | 0 | 0 | 0 | 0 | 0
|  | Risk 3 | 0 | 0 | 0 | 0 | 0 | 0 | 0 | 0 | 0 | 0 | 0 | 0 | 0 | 0 | 0 | 0 | 0 | 0 | 0 | 0 | 0 | 0
|  | Risk 4 | 0 | 0 | 0 | 0 | 0 | 0 | 0 | 0 | 0 | 0 | 0 | 0 | 0 | 0 | 0 | 0 | 0 | 0 | 0 | 0 | 0 | 0
|  | Risk 5 | 0 | 0 | 0 | 0 | 0 | 0 | 0 | 0 | 0 | 0 | 0 | 0 | 0 | 0 | 0 | 0 | 0 | 0 | 0 | 0 | 0 | 0
|  | Total Costs | 4370.1252 | 0 | 1652.7192 | 987.3863 | 615.7914 | 674.0264 | 440.2019 | 0 | 0 | 0 | 0 | 0 | 0 | 0 | 0 | 0 | 0 | 0 | 0 | 0 | 0 | 0
|  | Present Value (PV) of Total Costs | 3610.6234 | 0 | 1520.8606 | 836.1184 | 479.849 | 483.3238 | 290.4716 | 0 | 0 | 0 | 0 | 0 | 0 | 0 | 0 | 0 | 0 | 0 | 0 | 0 | 0 | 0
Option 2: Perform the Service Mains Deterioration Field Works for 5 Minutes Neutral Integrity Data Reads + 2yrs
|  | Capital Costs | 4454.9056 | 0 | 0 | 1684.7819 | 1006.5416 | 627.7377 | 687.1025 | 448.7419 | 0 | 0 | 0 | 0 | 0 | 0 | 0 | 0 | 0 | 0 | 0 | 0 | 0 | 0
|  | Maintenance Costs | 0 | 0 | 0 | 0 | 0 | 0 | 0 | 0 | 0 | 0 | 0 | 0 | 0 | 0 | 0 | 0 | 0 | 0 | 0 | 0 | 0 | 0
Negative Impact on Revenue (STPIS)
|  | SAIFI sustained | 0 | 0 | 0 | 0 | 0 | 0 | 0 | 0 | 0 | 0 | 0 | 0 | 0 | 0 | 0 | 0 | 0 | 0 | 0 | 0 | 0 | 0
|  | SAIDI accidental | 0 | 0 | 0 | 0 | 0 | 0 | 0 | 0 | 0 | 0 | 0 | 0 | 0 | 0 | 0 | 0 | 0 | 0 | 0 | 0 | 0 | 0
|  | MAIFI momentary | 0 | 0 | 0 | 0 | 0 | 0 | 0 | 0 | 0 | 0 | 0 | 0 | 0 | 0 | 0 | 0 | 0 | 0 | 0 | 0 | 0 | 0
|  | Call centre response | 0 | 0 | 0 | 0 | 0 | 0 | 0 | 0 | 0 | 0 | 0 | 0 | 0 | 0 | 0 | 0 | 0 | 0 | 0 | 0 | 0 | 0
|  | Network Outage Costs | 0 | 0 | 0 | 0 | 0 | 0 | 0 | 0 | 0 | 0 | 0 | 0 | 0 | 0 | 0 | 0 | 0 | 0 | 0 | 0 | 0 | 0
|  | Loss of F Factor Benefit | 0 | 0 | 0 | 0 | 0 | 0 | 0 | 0 | 0 | 0 | 0 | 0 | 0 | 0 | 0 | 0 | 0 | 0 | 0 | 0 | 0 | 0
|  | Cost 1 | 0 | 0 | 0 | 0 | 0 | 0 | 0 | 0 | 0 | 0 | 0 | 0 | 0 | 0 | 0 | 0 | 0 | 0 | 0 | 0 | 0 | 0
|  | Cost 2 | 0 | 0 | 0 | 0 | 0 | 0 | 0 | 0 | 0 | 0 | 0 | 0 | 0 | 0 | 0 | 0 | 0 | 0 | 0 | 0 | 0 | 0
|  | Cost 3 | 0 | 0 | 0 | 0 | 0 | 0 | 0 | 0 | 0 | 0 | 0 | 0 | 0 | 0 | 0 | 0 | 0 | 0 | 0 | 0 | 0 | 0
|  | Cost 4 | 0 | 0 | 0 | 0 | 0 | 0 | 0 | 0 | 0 | 0 | 0 | 0 | 0 | 0 | 0 | 0 | 0 | 0 | 0 | 0 | 0 | 0
|  | Cost 5 | 0 | 0 | 0 | 0 | 0 | 0 | 0 | 0 | 0 | 0 | 0 | 0 | 0 | 0 | 0 | 0 | 0 | 0 | 0 | 0 | 0 | 0
|  | Risk 1 | 0 | 0 | 0 | 0 | 0 | 0 | 0 | 0 | 0 | 0 | 0 | 0 | 0 | 0 | 0 | 0 | 0 | 0 | 0 | 0 | 0 | 0
|  | Risk 2 | 0 | 0 | 0 | 0 | 0 | 0 | 0 | 0 | 0 | 0 | 0 | 0 | 0 | 0 | 0 | 0 | 0 | 0 | 0 | 0 | 0 | 0
|  | Risk 3 | 0 | 0 | 0 | 0 | 0 | 0 | 0 | 0 | 0 | 0 | 0 | 0 | 0 | 0 | 0 | 0 | 0 | 0 | 0 | 0 | 0 | 0
|  | Risk 4 | 0 | 0 | 0 | 0 | 0 | 0 | 0 | 0 | 0 | 0 | 0 | 0 | 0 | 0 | 0 | 0 | 0 | 0 | 0 | 0 | 0 | 0
|  | Risk 5 | 0 | 0 | 0 | 0 | 0 | 0 | 0 | 0 | 0 | 0 | 0 | 0 | 0 | 0 | 0 | 0 | 0 | 0 | 0 | 0 | 0 | 0
|  | Total Costs | 4454.9056 | 0 | 0 | 1684.7819 | 1006.5416 | 627.7377 | 687.1025 | 448.7419 | 0 | 0 | 0 | 0 | 0 | 0 | 0 | 0 | 0 | 0 | 0 | 0 | 0 | 0
|  | Present Value (PV) of Total Costs | 3387.0152 | 0 | 0 | 1426.6727 | 784.337 | 450.1317 | 453.3913 | 272.4825 | 0 | 0 | 0 | 0 | 0 | 0 | 0 | 0 | 0 | 0 | 0 | 0 | 0 | 0
Option 2: Perform the Service Mains Deterioration Field Works for 5 Minutes Neutral Integrity Data Reads + 3yrs
|  | Capital Costs | 4541.3308 | 0 | 0 | 0 | 1717.4667 | 1026.0685 | 639.9159 | 700.4323 | 457.4475 | 0 | 0 | 0 | 0 | 0 | 0 | 0 | 0 | 0 | 0 | 0 | 0 | 0
|  | Maintenance Costs | 0 | 0 | 0 | 0 | 0 | 0 | 0 | 0 | 0 | 0 | 0 | 0 | 0 | 0 | 0 | 0 | 0 | 0 | 0 | 0 | 0 | 0
Negative Impact on Revenue (STPIS)
|  | SAIFI sustained | 0 | 0 | 0 | 0 | 0 | 0 | 0 | 0 | 0 | 0 | 0 | 0 | 0 | 0 | 0 | 0 | 0 | 0 | 0 | 0 | 0 | 0
|  | SAIDI accidental | 0 | 0 | 0 | 0 | 0 | 0 | 0 | 0 | 0 | 0 | 0 | 0 | 0 | 0 | 0 | 0 | 0 | 0 | 0 | 0 | 0 | 0
|  | MAIFI momentary | 0 | 0 | 0 | 0 | 0 | 0 | 0 | 0 | 0 | 0 | 0 | 0 | 0 | 0 | 0 | 0 | 0 | 0 | 0 | 0 | 0 | 0
|  | Call centre response | 0 | 0 | 0 | 0 | 0 | 0 | 0 | 0 | 0 | 0 | 0 | 0 | 0 | 0 | 0 | 0 | 0 | 0 | 0 | 0 | 0 | 0
|  | Network Outage Costs | 0 | 0 | 0 | 0 | 0 | 0 | 0 | 0 | 0 | 0 | 0 | 0 | 0 | 0 | 0 | 0 | 0 | 0 | 0 | 0 | 0 | 0
|  | Loss of F Factor Benefit | 0 | 0 | 0 | 0 | 0 | 0 | 0 | 0 | 0 | 0 | 0 | 0 | 0 | 0 | 0 | 0 | 0 | 0 | 0 | 0 | 0 | 0
|  | Cost 1 | 0 | 0 | 0 | 0 | 0 | 0 | 0 | 0 | 0 | 0 | 0 | 0 | 0 | 0 | 0 | 0 | 0 | 0 | 0 | 0 | 0 | 0
|  | Cost 2 | 0 | 0 | 0 | 0 | 0 | 0 | 0 | 0 | 0 | 0 | 0 | 0 | 0 | 0 | 0 | 0 | 0 | 0 | 0 | 0 | 0 | 0
|  | Cost 3 | 0 | 0 | 0 | 0 | 0 | 0 | 0 | 0 | 0 | 0 | 0 | 0 | 0 | 0 | 0 | 0 | 0 | 0 | 0 | 0 | 0 | 0
|  | Cost 4 | 0 | 0 | 0 | 0 | 0 | 0 | 0 | 0 | 0 | 0 | 0 | 0 | 0 | 0 | 0 | 0 | 0 | 0 | 0 | 0 | 0 | 0
|  | Cost 5 | 0 | 0 | 0 | 0 | 0 | 0 | 0 | 0 | 0 | 0 | 0 | 0 | 0 | 0 | 0 | 0 | 0 | 0 | 0 | 0 | 0 | 0
|  | Risk 1 | 0 | 0 | 0 | 0 | 0 | 0 | 0 | 0 | 0 | 0 | 0 | 0 | 0 | 0 | 0 | 0 | 0 | 0 | 0 | 0 | 0 | 0
|  | Risk 2 | 0 | 0 | 0 | 0 | 0 | 0 | 0 | 0 | 0 | 0 | 0 | 0 | 0 | 0 | 0 | 0 | 0 | 0 | 0 | 0 | 0 | 0
|  | Risk 3 | 0 | 0 | 0 | 0 | 0 | 0 | 0 | 0 | 0 | 0 | 0 | 0 | 0 | 0 | 0 | 0 | 0 | 0 | 0 | 0 | 0 | 0
|  | Risk 4 | 0 | 0 | 0 | 0 | 0 | 0 | 0 | 0 | 0 | 0 | 0 | 0 | 0 | 0 | 0 | 0 | 0 | 0 | 0 | 0 | 0 | 0
|  | Risk 5 | 0 | 0 | 0 | 0 | 0 | 0 | 0 | 0 | 0 | 0 | 0 | 0 | 0 | 0 | 0 | 0 | 0 | 0 | 0 | 0 | 0 | 0
|  | Total Costs | 4541.3308 | 0 | 0 | 0 | 1717.4667 | 1026.0685 | 639.9159 | 700.4323 | 457.4475 | 0 | 0 | 0 | 0 | 0 | 0 | 0 | 0 | 0 | 0 | 0 | 0 | 0
|  | Present Value (PV) of Total Costs | 3177.2553 | 0 | 0 | 0 | 1338.318 | 735.7626 | 422.2547 | 425.3125 | 255.6075 | 0 | 0 | 0 | 0 | 0 | 0 | 0 | 0 | 0 | 0 | 0 | 0 | 0
Option 2: Perform the Service Mains Deterioration Field Works for 5 Minutes Neutral Integrity Data Reads + 4yrs
|  | Capital Costs | 4629.4326 | 0 | 0 | 0 | 0 | 1750.7855 | 1045.9742 | 652.3302 | 714.0207 | 466.3219 | 0 | 0 | 0 | 0 | 0 | 0 | 0 | 0 | 0 | 0 | 0 | 0
|  | Maintenance Costs | 0 | 0 | 0 | 0 | 0 | 0 | 0 | 0 | 0 | 0 | 0 | 0 | 0 | 0 | 0 | 0 | 0 | 0 | 0 | 0 | 0 | 0
Negative Impact on Revenue (STPIS)
|  | SAIFI sustained | 0 | 0 | 0 | 0 | 0 | 0 | 0 | 0 | 0 | 0 | 0 | 0 | 0 | 0 | 0 | 0 | 0 | 0 | 0 | 0 | 0 | 0
|  | SAIDI accidental | 0 | 0 | 0 | 0 | 0 | 0 | 0 | 0 | 0 | 0 | 0 | 0 | 0 | 0 | 0 | 0 | 0 | 0 | 0 | 0 | 0 | 0
|  | MAIFI momentary | 0 | 0 | 0 | 0 | 0 | 0 | 0 | 0 | 0 | 0 | 0 | 0 | 0 | 0 | 0 | 0 | 0 | 0 | 0 | 0 | 0 | 0
|  | Call centre response | 0 | 0 | 0 | 0 | 0 | 0 | 0 | 0 | 0 | 0 | 0 | 0 | 0 | 0 | 0 | 0 | 0 | 0 | 0 | 0 | 0 | 0
|  | Network Outage Costs | 0 | 0 | 0 | 0 | 0 | 0 | 0 | 0 | 0 | 0 | 0 | 0 | 0 | 0 | 0 | 0 | 0 | 0 | 0 | 0 | 0 | 0
|  | Loss of F Factor Benefit | 0 | 0 | 0 | 0 | 0 | 0 | 0 | 0 | 0 | 0 | 0 | 0 | 0 | 0 | 0 | 0 | 0 | 0 | 0 | 0 | 0 | 0
|  | Cost 1 | 0 | 0 | 0 | 0 | 0 | 0 | 0 | 0 | 0 | 0 | 0 | 0 | 0 | 0 | 0 | 0 | 0 | 0 | 0 | 0 | 0 | 0
|  | Cost 2 | 0 | 0 | 0 | 0 | 0 | 0 | 0 | 0 | 0 | 0 | 0 | 0 | 0 | 0 | 0 | 0 | 0 | 0 | 0 | 0 | 0 | 0
|  | Cost 3 | 0 | 0 | 0 | 0 | 0 | 0 | 0 | 0 | 0 | 0 | 0 | 0 | 0 | 0 | 0 | 0 | 0 | 0 | 0 | 0 | 0 | 0
|  | Cost 4 | 0 | 0 | 0 | 0 | 0 | 0 | 0 | 0 | 0 | 0 | 0 | 0 | 0 | 0 | 0 | 0 | 0 | 0 | 0 | 0 | 0 | 0
|  | Cost 5 | 0 | 0 | 0 | 0 | 0 | 0 | 0 | 0 | 0 | 0 | 0 | 0 | 0 | 0 | 0 | 0 | 0 | 0 | 0 | 0 | 0 | 0
|  | Risk 1 | 0 | 0 | 0 | 0 | 0 | 0 | 0 | 0 | 0 | 0 | 0 | 0 | 0 | 0 | 0 | 0 | 0 | 0 | 0 | 0 | 0 | 0
|  | Risk 2 | 0 | 0 | 0 | 0 | 0 | 0 | 0 | 0 | 0 | 0 | 0 | 0 | 0 | 0 | 0 | 0 | 0 | 0 | 0 | 0 | 0 | 0
|  | Risk 3 | 0 | 0 | 0 | 0 | 0 | 0 | 0 | 0 | 0 | 0 | 0 | 0 | 0 | 0 | 0 | 0 | 0 | 0 | 0 | 0 | 0 | 0
|  | Risk 4 | 0 | 0 | 0 | 0 | 0 | 0 | 0 | 0 | 0 | 0 | 0 | 0 | 0 | 0 | 0 | 0 | 0 | 0 | 0 | 0 | 0 | 0
|  | Risk 5 | 0 | 0 | 0 | 0 | 0 | 0 | 0 | 0 | 0 | 0 | 0 | 0 | 0 | 0 | 0 | 0 | 0 | 0 | 0 | 0 | 0 | 0
|  | Total Costs | 4629.4326 | 0 | 0 | 0 | 0 | 1750.7855 | 1045.9742 | 652.3302 | 714.0207 | 466.3219 | 0 | 0 | 0 | 0 | 0 | 0 | 0 | 0 | 0 | 0 | 0 | 0
|  | Present Value (PV) of Total Costs | 2980.4859 | 0 | 0 | 0 | 0 | 1255.4352 | 690.1963 | 396.1042 | 398.9726 | 239.7775 | 0 | 0 | 0 | 0 | 0 | 0 | 0 | 0 | 0 | 0 | 0 | 0
Summary
Total Costs
1 |  | "Status Quo" Reference Case |  | 0 | 0 | 0 | 0 | 0 | 0 | 0 | 0 | 0 | 0 | 0 | 0 | 0 | 0 | 0 | 0 | 0 | 0 | 0 | 0 | 0
2 |  | Option 2: Perform the Service Mains Deterioration Field Works for 5 Minutes Neutral Integrity Data Reads |  | 1621.2666 | 968.5956 | 604.0724 | 661.1991 | 431.8246 | 0 | 0 | 0 | 0 | 0 | 0 | 0 | 0 | 0 | 0 | 0 | 0 | 0 | 0 | 0 | 0
3 |  | Option 2: Perform the Service Mains Deterioration Field Works for 5 Minutes Neutral Integrity Data Reads + 1yr |  | 0 | 1652.7192 | 987.3863 | 615.7914 | 674.0264 | 440.2019 | 0 | 0 | 0 | 0 | 0 | 0 | 0 | 0 | 0 | 0 | 0 | 0 | 0 | 0 | 0
4 |  | Option 2: Perform the Service Mains Deterioration Field Works for 5 Minutes Neutral Integrity Data Reads + 2yrs |  | 0 | 0 | 1684.7819 | 1006.5416 | 627.7377 | 687.1025 | 448.7419 | 0 | 0 | 0 | 0 | 0 | 0 | 0 | 0 | 0 | 0 | 0 | 0 | 0 | 0
5 |  | Option 2: Perform the Service Mains Deterioration Field Works for 5 Minutes Neutral Integrity Data Reads + 3yrs |  | 0 | 0 | 0 | 1717.4667 | 1026.0685 | 639.9159 | 700.4323 | 457.4475 | 0 | 0 | 0 | 0 | 0 | 0 | 0 | 0 | 0 | 0 | 0 | 0 | 0
6 |  | Option 2: Perform the Service Mains Deterioration Field Works for 5 Minutes Neutral Integrity Data Reads + 4yrs |  | 0 | 0 | 0 | 0 | 1750.7855 | 1045.9742 | 652.3302 | 714.0207 | 466.3219 | 0 | 0 | 0 | 0 | 0 | 0 | 0 | 0 | 0 | 0 | 0 | 0
PV of Total Costs
1 |  | "Status Quo" Reference Case |  | 0 | 0 | 0 | 0 | 0 | 0 | 0 | 0 | 0 | 0 | 0 | 0 | 0 | 0 | 0 | 0 | 0 | 0 | 0 | 0 | 0
2 |  | Option 2: Perform the Service Mains Deterioration Field Works for 5 Minutes Neutral Integrity Data Reads |  | 1621.2666 | 891.3183 | 511.5283 | 515.2325 | 309.6483 | 0 | 0 | 0 | 0 | 0 | 0 | 0 | 0 | 0 | 0 | 0 | 0 | 0 | 0 | 0 | 0
3 |  | Option 2: Perform the Service Mains Deterioration Field Works for 5 Minutes Neutral Integrity Data Reads + 1yr |  | 0 | 1520.8606 | 836.1184 | 479.849 | 483.3238 | 290.4716 | 0 | 0 | 0 | 0 | 0 | 0 | 0 | 0 | 0 | 0 | 0 | 0 | 0 | 0 | 0
4 |  | Option 2: Perform the Service Mains Deterioration Field Works for 5 Minutes Neutral Integrity Data Reads + 2yrs |  | 0 | 0 | 1426.6727 | 784.337 | 450.1317 | 453.3913 | 272.4825 | 0 | 0 | 0 | 0 | 0 | 0 | 0 | 0 | 0 | 0 | 0 | 0 | 0 | 0
5 |  | Option 2: Perform the Service Mains Deterioration Field Works for 5 Minutes Neutral Integrity Data Reads + 3yrs |  | 0 | 0 | 0 | 1338.318 | 735.7626 | 422.2547 | 425.3125 | 255.6075 | 0 | 0 | 0 | 0 | 0 | 0 | 0 | 0 | 0 | 0 | 0 | 0 | 0
6 |  | Option 2: Perform the Service Mains Deterioration Field Works for 5 Minutes Neutral Integrity Data Reads + 4yrs |  | 0 | 0 | 0 | 0 | 1255.4352 | 690.1963 | 396.1042 | 398.9726 | 239.7775 | 0 | 0 | 0 | 0 | 0 | 0 | 0 | 0 | 0 | 0 | 0 | 0
Total Capital Costs
1 |  | "Status Quo" Reference Case |  | 0 | 0 | 0 | 0 | 0 | 0 | 0 | 0 | 0 | 0 | 0 | 0 | 0 | 0 | 0 | 0 | 0 | 0 | 0 | 0 | 0
2 |  | Option 2: Perform the Service Mains Deterioration Field Works for 5 Minutes Neutral Integrity Data Reads |  | 1621.2666 | 968.5956 | 604.0724 | 661.1991 | 431.8246 | 0 | 0 | 0 | 0 | 0 | 0 | 0 | 0 | 0 | 0 | 0 | 0 | 0 | 0 | 0 | 0
3 |  | Option 2: Perform the Service Mains Deterioration Field Works for 5 Minutes Neutral Integrity Data Reads + 1yr |  | 0 | 1652.7192 | 987.3863 | 615.7914 | 674.0264 | 440.2019 | 0 | 0 | 0 | 0 | 0 | 0 | 0 | 0 | 0 | 0 | 0 | 0 | 0 | 0 | 0
4 |  | Option 2: Perform the Service Mains Deterioration Field Works for 5 Minutes Neutral Integrity Data Reads + 2yrs |  | 0 | 0 | 1684.7819 | 1006.5416 | 627.7377 | 687.1025 | 448.7419 | 0 | 0 | 0 | 0 | 0 | 0 | 0 | 0 | 0 | 0 | 0 | 0 | 0 | 0
5 |  | Option 2: Perform the Service Mains Deterioration Field Works for 5 Minutes Neutral Integrity Data Reads + 3yrs |  | 0 | 0 | 0 | 1717.4667 | 1026.0685 | 639.9159 | 700.4323 | 457.4475 | 0 | 0 | 0 | 0 | 0 | 0 | 0 | 0 | 0 | 0 | 0 | 0 | 0
6 |  | Option 2: Perform the Service Mains Deterioration Field Works for 5 Minutes Neutral Integrity Data Reads + 4yrs |  | 0 | 0 | 0 | 0 | 1750.7855 | 1045.9742 | 652.3302 | 714.0207 | 466.3219 | 0 | 0 | 0 | 0 | 0 | 0 | 0 | 0 | 0 | 0 | 0 | 0
Differential Analysis between Status Quo and Option 2: Perform the Service Mains Deterioration Field Works for 5 Minutes Neutral Integrity Data Reads + 4yrs
|  | Cashflow - Status Quo |  | 0 | 0 | 0 | 0 | 0 | 0 | 0 | 0 | 0 | 0 | 0 | 0 | 0 | 0 | 0 | 0 | 0 | 0 | 0 | 0 | 0
|  | Cashflow - Option 2: Perform the Service Mains Deterioration Field Works for 5 Minutes Neutral Integrity Data Reads + 4yrs |  | 0 | 0 | 0 | 0 | -1750.7855 | -1045.9742 | -652.3302 | -714.0207 | -466.3219 | 0 | 0 | 0 | 0 | 0 | 0 | 0 | 0 | 0 | 0 | 0 | 0
|  | Difference in Cashflow |  | 0 | 0 | 0 | 0 | -1750.7855 | -1045.9742 | -652.3302 | -714.0207 | -466.3219 | 0 | 0 | 0 | 0 | 0 | 0 | 0 | 0 | 0 | 0 | 0 | 0
|  | PV - Status Quo |  | 0 | 0 | 0 | 0 | 0 | 0 | 0 | 0 | 0 | 0 | 0 | 0 | 0 | 0 | 0 | 0 | 0 | 0 | 0 | 0 | 0
|  | PV - Option 2: Perform the Service Mains Deterioration Field Works for 5 Minutes Neutral Integrity Data Reads + 4yrs |  | 0 | 0 | 0 | 0 | -1255.4352 | -690.1963 | -396.1042 | -398.9726 | -239.7775 | 0 | 0 | 0 | 0 | 0 | 0 | 0 | 0 | 0 | 0 | 0 | 0
|  | Difference in PV |  | 0 | 0 | 0 | 0 | -1255.4352 | -690.1963 | -396.1042 | -398.9726 | -239.7775 | 0 | 0 | 0 | 0 | 0 | 0 | 0 | 0 | 0 | 0 | 0 | 0
|  | Cumulative difference in PV |  | 0 | 0 | 0 | 0 | -1255.4352 | -1945.6315 | -2341.7357 | -2740.7084 | -2980.4859 | -2980.4859 | -2980.4859 | -2980.4859 | -2980.4859 | -2980.4859 | -2980.4859 | -2980.4859 | -2980.4859 | -2980.4859 | -2980.4859 | -2980.4859 | -2980.4859
Analysis
|  | PV of Difference in Cashflow | -2980.4859
|  | Internal Rate of Return | 0%
|  | Discounted payback (years) | 17
Cumulative Table
|  |  |  | 2016 | 2017 | 2018 | 2019 | 2020
|  |  | "Status Quo" Reference Case | 2016 0: Option 2: Perform the Service Mains Deterioration Field Works for 5 Minutes Neutral Integrity Data Reads; 2017 1: Option 2: Perform the Service Mains Deterioration Field Works for 5 Minutes Neutral Integrity Data Reads + 1yr; 2018 2: Option 2: Perform the Service Mains Deterioration Field Works for 5 Minutes Neutral Integrity Data Reads + 2yrs; 2019 3: Option 2: Perform the Service Mains Deterioration Field Works for 5 Minutes Neutral Integrity Data Reads + 3yrs; 2020 4: Option 2: Perform the Service Mains Deterioration Field Works for 5 Minutes Neutral Integrity Data Reads + 4yrs
|  | Capital Costs | 0 | 2016 0: 4286.9582; 2017 1: 4370.1252; 2018 2: 4454.9056; 2019 3: 4541.3308; 2020 4: 4629.4326
|  | Maintenance Costs | 0 | 2016 0: 0; 2017 1: 0; 2018 2: 0; 2019 3: 0; 2020 4: 0
|  | Negative Impact on Revenue (STPIS) | 0 | 2016 0: 0; 2017 1: 0; 2018 2: 0; 2019 3: 0; 2020 4: 0
|  | Network Outage Costs | 0 | 2016 0: 0; 2017 1: 0; 2018 2: 0; 2019 3: 0; 2020 4: 0
|  | Loss of F Factor Benefit | 0 | 2016 0: 0; 2017 1: 0; 2018 2: 0; 2019 3: 0; 2020 4: 0
|  | Cost 1 | 0 | 2016 0: 0; 2017 1: 0; 2018 2: 0; 2019 3: 0; 2020 4: 0
|  | Cost 2 | 0 | 2016 0: 0; 2017 1: 0; 2018 2: 0; 2019 3: 0; 2020 4: 0
|  | Cost 3 | 0 | 2016 0: 0; 2017 1: 0; 2018 2: 0; 2019 3: 0; 2020 4: 0
|  | Cost 4 | 0 | 2016 0: 0; 2017 1: 0; 2018 2: 0; 2019 3: 0; 2020 4: 0
|  | Cost 5 | 0 | 2016 0: 0; 2017 1: 0; 2018 2: 0; 2019 3: 0; 2020 4: 0
|  | Risk | 0 | 2016 0: 0; 2017 1: 0; 2018 2: 0; 2019 3: 0; 2020 4: 0
|  | Total Costs | 0 | 2016 0: 4286.9582; 2017 1: 4370.1252; 2018 2: 4454.9056; 2019 3: 4541.3308; 2020 4: 4629.4326
|  | PV of Total Costs |  | 2016 0: 3848.9939; 2017 1: 3610.6234; 2018 2: 3387.0152; 2019 3: 3177.2553; 2020 4: 2980.4859
|  |  |  | 0 | 1 | 2 | 3 | 4
|  | Least Cost (Net Present Cost) | 2980.4859 | 2017 1: 630.1374; 2018 2: 406.5293; 2019 3: 196.7694; 2020 4: 0
|  | Least Cost Option | Option 2: Perform the Service Mains Deterioration Field Works for 5 Minutes Neutral Integrity Data Reads + 4yrs
Graph & Working Data
|  |  |  | 2016 | 2017 | 2018 | 2019 | 2020 | 2021 | 2022 | 2023 | 2024 | 2025 | 2026
|  |  | 'Status Quo': annual costs | 0 | 0 | 0 | 0 | 0 | 0 | 0 | 0 | 0 | 0 | 0 | 0 | 0 | 0 | 0 | 0 | 0 | 0 | 0 | 0 | 0
|  |  | Option 2: Perform the Service Mains Deterioration Field Works for 5 Minutes Neutral Integrity Data Reads + 4yrs annual costs | 0 | 0 | 0 | 0 | 151.7931 | 242.4791 | 299.0361 | 360.9417 | 401.3718 | 401.3718 | 401.3718 | 401.3718 | 401.3718 | 401.3718 | 401.3718 | 401.3718 | 401.3718 | 401.3718 | 401.3718 | 401.3718 | 401.3718
|  |  | Option 2: Perform the Service Mains Deterioration Field Works for 5 Minutes Neutral Integrity Data Reads + 4yrs PV of costs | 0 | 0 | 0 | 0 | 1255.4352 | 690.1963 | 396.1042 | 398.9726 | 239.7775 | 0 | 0 | 0 | 0 | 0 | 0 | 0 | 0 | 0 | 0 | 0 | 0
"Status Quo" Reference Case
|  |  | Capital Costs | 0 | 0 | 0 | 0 | 0 | 0 | 0 | 0 | 0 | 0 | 0 | 0 | 0 | 0 | 0 | 0 | 0 | 0 | 0 | 0 | 0
|  |  | Funding Costs | 0 | 0 | 0 | 0 | 0 | 0 | 0 | 0 | 0 | 0 | 0 | 0 | 0 | 0 | 0 | 0 | 0 | 0 | 0 | 0 | 0
|  |  | Annual Costs | 0 | 0 | 0 | 0 | 0 | 0 | 0 | 0 | 0 | 0 | 0 | 0 | 0 | 0 | 0 | 0 | 0 | 0 | 0 | 0 | 0
|  |  | Annualised costs | 0 | 0 | 0 | 0 | 0 | 0 | 0 | 0 | 0 | 0 | 0 | 0 | 0 | 0 | 0 | 0 | 0 | 0 | 0 | 0 | 0
| 6 |  | Recommended Case: Option 2: Perform the Service Mains Deterioration Field Works for 5 Minutes Neutral Integrity Data Reads + 4yrs
|  |  | Capital Costs | 0 | 0 | 0 | 0 | 1750.7855 | 2796.7598 | 3449.09 | 4163.1107 | 4629.4326 | 4629.4326 | 4629.4326 | 4629.4326 | 4629.4326 | 4629.4326 | 4629.4326 | 4629.4326 | 4629.4326 | 4629.4326 | 4629.4326 | 4629.4326 | 4629.4326
|  |  | Funding Costs | 0 | 0 | 0 | 0 | 151.7931 | 242.4791 | 299.0361 | 360.9417 | 401.3718 | 401.3718 | 401.3718 | 401.3718 | 401.3718 | 401.3718 | 401.3718 | 401.3718 | 401.3718 | 401.3718 | 401.3718 | 401.3718 | 401.3718
|  |  | Annual Costs | 0 | 0 | 0 | 0 | 0 | 0 | 0 | 0 | 0 | 0 | 0 | 0 | 0 | 0 | 0 | 0 | 0 | 0 | 0 | 0 | 0
|  |  | Annualised costs | 0 | 0 | 0 | 0 | 151.7931 | 242.4791 | 299.0361 | 360.9417 | 401.3718 | 401.3718 | 401.3718 | 401.3718 | 401.3718 | 401.3718 | 401.3718 | 401.3718 | 401.3718 | 401.3718 | 401.3718 | 401.3718 | 401.3718

## Output
Project Details
| Project Name : | Service Mains Deterioration Field Works |  |  | Asset : | United Energy
| Year in which project will begin : | 2016
| Discount Rate : | 8.67%
*Business WACC (Pre-tax Nominal WACC)
| Project Type : | Discretionary (asset replacement or refurbushment)
Regulatory Asset Category Proportion (Percentage)
Gas reg categories - to be completed
| Customer Initiated | 0% |  |  |  | 0%
| Demand (Reinforcement) | 0% |  |  |  | 0%
| Reliability & Power Quality Maintained | 100% |  |  |  | 0%
| Reliability & Power Quality Improved | 0% |  |  |  | 0%
| SCADA & Network Control | 0% |  |  |  | 0%
| Environmental, Safety & Legal | 0% |  |  |  | 0%
| Non-Network IT | 0% |  |  |  | 0%
| Non-Network general other | 0% |  |  |  | 0%
| Non-Standard Control | 0% |  |  |  | 0%
Economic Assessment
Budget :
| Is the project included in the budget? | No
| If yes, how much is allocated? | 0
Results:
$000
| Least Cost Option | Option 2: Perform the Service Mains Deterioration Field Works for 5 Minutes Neutral Integrity Data Reads
| Least Cost (Present Value) | 3610.6234
| Options | "Status Quo" Reference Case | Option 1 Perform Manual Neutral Integrity Testing | Option 2 Perform the Service Mains Deterioration Field Works for 5 Minutes Neutral Integrity Data Reads | Option 3 Perform the Service Mains Deterioration Field Works for 1 Minutes Neutral Integrity Data Reads | Option 4 | Option 5
| Capital Costs | 0 | 0 | 4370.1252 | 10278.057 | 0 | 0
| Maintenance Costs | 0 | 0 | 0 | 0 | 0 | 0
| Negative Impact on Revenue (STPIS) | 0 | 0 | 0 | 0 | 0 | 0
| Network Outage Costs | 0 | 0 | 0 | 0 | 0 | 0
| Loss of F Factor Benefit | 0 | 0 | 0 | 0 | 0 | 0
| Cost 1 | 0 | 22187.4706 | 0 | 0 | 0 | 0
| Cost 2 | 0 | 0 | 0 | 0 | 0 | 0
| Cost 3 | 0 | 0 | 0 | 0 | 0 | 0
| Cost 4 | 0 | 0 | 0 | 0 | 0 | 0
| Cost 5 | 0 | 0 | 0 | 0 | 0 | 0
| Risks | 0 | 0 | 0 | 0 | 0 | 0
| Total Costs | 0 | 22187.4706 | 4370.1252 | 10278.057 | 0 | 0
| Present Value of Total Costs |  | 9063.621 | 3610.6234 | 8343.3155
| Project Ranking |  | 3 | 1 | 2
Notes:
Option 1: Perform Manual Neutral Integrity Testing
Option 2: Perform the Service Mains Deterioration Field Works for 5 Minutes Neutral Integrity Data Reads
Option 3: Perform the Service Mains Deterioration Field Works for 1 Minutes Neutral Integrity Data Reads
Option 4:
Option 5:
Timing Analysis - Service Mains Deterioration Field Works
Differential Analysis:
Analysis of difference in cashflow between "Status Quo" and the recommended option
| Net Present Value ($000) |  | -3610.6234
| Present Value Ratio (PVR) |  | 0
| Internal Rate of Return |  | 0%
| Pay back period (years) |  | 21
Sensitivities
Best Case Scenario
| Options | "Status Quo" Reference Case | Option 1 Perform Manual Neutral Integrity Testing | Option 2 Perform the Service Mains Deterioration Field Works for 5 Minutes Neutral Integrity Data Reads | Option 3 Perform the Service Mains Deterioration Field Works for 1 Minutes Neutral Integrity Data Reads | Option 4 | Option 5
| Capital Costs | 0 | 0 | 3933.1127 | 9250.2513 | 0 | 0
| Opex | 0 | 19968.7235 | 0 | 0 | 0 | 0
| Total Costs | 0 | 19968.7235 | 3933.1127 | 9250.2513 | 0 | 0
| Discount Rate | 7.67%
| Present Value of Total Costs |  | 8912.094 | 3317.2161 | 7680.6083
| Project Ranking |  | 3 | 1 | 2
Worst Case Scenario
| Options | "Status Quo" Reference Case | Option 1 Perform Manual Neutral Integrity Testing | Option 2 Perform the Service Mains Deterioration Field Works for 5 Minutes Neutral Integrity Data Reads | Option 3 Perform the Service Mains Deterioration Field Works for 1 Minutes Neutral Integrity Data Reads | Option 4 | Option 5
| Capital Costs | 0 | 0 | 4807.1377 | 11305.8627 | 0 | 0
| Opex | 0 | 24406.2176 | 0 | 0 | 0 | 0
| Total Costs | 0 | 24406.2176 | 4807.1377 | 11305.8627 | 0 | 0
| Discount Rate | 9.67%
| Present Value of Total Costs |  | 10042.048 | 4268.352 | 9843.6676
| Project Ranking |  | 3 | 1 | 2
Regulatory Investment Test
Regulatory Investment Test is not compulsory for this business case, but recommended.
| Options | "Status Quo" Reference Case | Option 1 Perform Manual Neutral Integrity Testing | Option 2 Perform the Service Mains Deterioration Field Works for 5 Minutes Neutral Integrity Data Reads | Option 3 Perform the Service Mains Deterioration Field Works for 1 Minutes Neutral Integrity Data Reads | Option 4 | Option 5
| Net Present Value ($000) | 0
| Project Ranking | 1
Version 1.3 |  | Date Issued : | 2014-11-13 | Review Date : | 2015-11-13 |  |  | Printed on 4/1/2016
Note on F87: Note: PV (Status Quo) / PV (recommended case)

## Business Case Output
Project Name: |  | Service Mains Deterioration Field Works
Financial Summary
|  | "Status Quo" Reference Case | Option 1: Perform Manual Neutral Integrity Testing | Option 2: Perform the Service Mains Deterioration Field Works for 5 Minutes Neutral Integrity Data Reads | Option 3: Perform the Service Mains Deterioration Field Works for 1 Minutes Neutral Integrity Data Reads | Option 4: | Option 5:
| Net Capex ($) | 0 | 0 | 3610623.3556 | 8343315.4845 | 0 | 0
| Opex ($) | 0 | 9063620.9994 | 0 | 0 | 0 | 0
| STPIS ($) | 0 | 0 | 0 | 0 | 0 | 0
| Loss of F Factor Benefit | 0 | 0 | 0 | 0 | 0 | 0
| Risk*** ($) | 0 | 0 | 0 | 0 | 0 | 0
| Least Net Cost ($) (PV) |  | 9063620.9994 | 3610623.3556 | 8343315.4845
| Project Ranking |  | 3 | 1 | 2
Project Costs: Status Quo
| BUSINESS COSTS | Driver |  | PV Cost
| Net Capex |  |  | 0
| Maintenance Opex Costs |  |  | 0
| SAIDI Costs | 0.00 (minutes per annum) |  | 0
| SAIFI Costs | 0.000 (Interuptions per annum) |  | 0
| MAIFI Costs | 0.000 (Interuptions per annum) |  | 0
| Network Outage Costs | $56,500 per min |  | 0
| Loss of F Factor Benefit | $25,000 per fire start |  | 0
| Opex costs |  |  | 0
| Risk*** ($) |  |  | 0
Project Costs - Option 1: Perform Manual Neutral Integrity Testing
| BUSINESS COSTS | Driver |  | PV Cost
| Net Capex |  |  | 0
| Maintenance Opex Costs |  |  | 0
| SAIDI Costs | 0.00 (minutes per annum) |  | 0
| SAIFI Costs | 0.000 (Interuptions per annum) |  | 0
| MAIFI Costs | 0.000 (Interuptions per annum) |  | 0
| Network Outage Costs | $56,500 per min |  | 0
| Loss of F Factor Benefit | $25,000 per fire start |  | 0
| Opex costs |  |  | 9063620.9994
| Risk*** ($) |  |  | 0
Project Costs - Option 2: Perform the Service Mains Deterioration Field Works for 5 Minutes Neutral Integrity Data Reads
| BUSINESS COSTS | Driver |  | PV Cost
| Net Capex |  |  | 3610623.3556
| Maintenance Opex Costs |  |  | 0
| SAIDI Costs | 0.00 (minutes per annum) |  | 0
| SAIFI Costs | 0.000 (Interuptions per annum) |  | 0
| MAIFI Costs | 0.000 (Interuptions per annum) |  | 0
| Opex costs | $56,500 per min |  | 0
| Loss of F Factor Benefit | $25,000 per fire start |  | 0
| Opex costs |  |  | 0
| Risk*** ($) |  |  | 0
Project Costs - Option 3: Perform the Service Mains Deterioration Field Works for 1 Minutes Neutral Integrity Data Reads
| BUSINESS COSTS | Driver |  | PV Cost
| Net Capex |  |  | 8343315.4845
| Maintenance Opex Costs |  |  | 0
| SAIDI Costs | 0.00 (minutes per annum) |  | 0
| SAIFI Costs | 0.000 (Interuptions per annum) |  | 0
| MAIFI Costs | 0.000 (Interuptions per annum) |  | 0
| Opex costs | $56,500 per min |  | 0
| Loss of F Factor Benefit | $25,000 per fire start |  | 0
| Opex costs |  |  | 0
| Risk*** ($) |  |  | 0
Project Costs - Option 4:
| BUSINESS COSTS | Driver |  | PV Cost
| Net Capex |  |  | 0
| Maintenance Opex Costs |  |  | 0
| SAIDI Costs | 0.00 (minutes per annum) |  | 0
| SAIFI Costs | 0.000 (Interuptions per annum) |  | 0
| MAIFI Costs | 0.000 (Interuptions per annum) |  | 0
| Opex costs | $56,500 per min |  | 0
| Loss of F Factor Benefit | $25,000 per fire start |  | 0
| Opex costs |  |  | 0
| Risk*** ($) |  |  | 0
Project Costs - Option 5:
| BUSINESS COSTS | Driver |  | PV Cost
| Net Capex |  |  | 0
| Maintenance Opex Costs |  |  | 0
| SAIDI Costs | 0.00 (minutes per annum) |  | 0
| SAIFI Costs | 0.000 (Interuptions per annum) |  | 0
| MAIFI Costs | 0.000 (Interuptions per annum) |  | 0
| Opex costs | $56,500 per min |  | 0
| Loss of F Factor Benefit | $25,000 per fire start |  | 0
| Opex costs |  |  | 0
| Risk*** ($) |  |  | 0

## Present Value
Present Value Output
"Status Quo" Reference Case
| PV Total | 2016 | 2017 | 2018 | 2019 | 2020 | 2021 | 2022 | 2023 | 2024 | 2025 | 2026 | 2027 | 2028 | 2029 | 2030 | 2031 | 2032 | 2033 | 2034 | 2035 | 2036
Capital Costs | 0 | 0 | 0 | 0 | 0 | 0 | 0 | 0 | 0 | 0 | 0 | 0 | 0 | 0 | 0 | 0 | 0 | 0 | 0 | 0 | 0 | 0
Maintenance Costs | 0 | 0 | 0 | 0 | 0 | 0 | 0 | 0 | 0 | 0 | 0 | 0 | 0 | 0 | 0 | 0 | 0 | 0 | 0 | 0 | 0 | 0
Negative Impact on Revenue (STPIS) | 0 | 0 | 0 | 0 | 0 | 0 | 0 | 0 | 0 | 0 | 0 | 0 | 0 | 0 | 0 | 0 | 0 | 0 | 0 | 0 | 0 | 0
SAIFI sustained | 0 | 0 | 0 | 0 | 0 | 0 | 0 | 0 | 0 | 0 | 0 | 0 | 0 | 0 | 0 | 0 | 0 | 0 | 0 | 0 | 0 | 0
SAIDI accidental | 0 | 0 | 0 | 0 | 0 | 0 | 0 | 0 | 0 | 0 | 0 | 0 | 0 | 0 | 0 | 0 | 0 | 0 | 0 | 0 | 0 | 0
MAIFI momentary | 0 | 0 | 0 | 0 | 0 | 0 | 0 | 0 | 0 | 0 | 0 | 0 | 0 | 0 | 0 | 0 | 0 | 0 | 0 | 0 | 0 | 0
Call centre response | 0 | 0 | 0 | 0 | 0 | 0 | 0 | 0 | 0 | 0 | 0 | 0 | 0 | 0 | 0 | 0 | 0 | 0 | 0 | 0 | 0 | 0
Network Outage Costs | 0 | 0 | 0 | 0 | 0 | 0 | 0 | 0 | 0 | 0 | 0 | 0 | 0 | 0 | 0 | 0 | 0 | 0 | 0 | 0 | 0 | 0
Loss of F Factor Benefit | 0 | 0 | 0 | 0 | 0 | 0 | 0 | 0 | 0 | 0 | 0 | 0 | 0 | 0 | 0 | 0 | 0 | 0 | 0 | 0 | 0 | 0
Cost 1 | 0 | 0 | 0 | 0 | 0 | 0 | 0 | 0 | 0 | 0 | 0 | 0 | 0 | 0 | 0 | 0 | 0 | 0 | 0 | 0 | 0 | 0
Cost 2 | 0 | 0 | 0 | 0 | 0 | 0 | 0 | 0 | 0 | 0 | 0 | 0 | 0 | 0 | 0 | 0 | 0 | 0 | 0 | 0 | 0 | 0
Cost 3 | 0 | 0 | 0 | 0 | 0 | 0 | 0 | 0 | 0 | 0 | 0 | 0 | 0 | 0 | 0 | 0 | 0 | 0 | 0 | 0 | 0 | 0
Cost 4 | 0 | 0 | 0 | 0 | 0 | 0 | 0 | 0 | 0 | 0 | 0 | 0 | 0 | 0 | 0 | 0 | 0 | 0 | 0 | 0 | 0 | 0
Cost 5 | 0 | 0 | 0 | 0 | 0 | 0 | 0 | 0 | 0 | 0 | 0 | 0 | 0 | 0 | 0 | 0 | 0 | 0 | 0 | 0 | 0 | 0
Risk 1 | 0 | 0 | 0 | 0 | 0 | 0 | 0 | 0 | 0 | 0 | 0 | 0 | 0 | 0 | 0 | 0 | 0 | 0 | 0 | 0 | 0 | 0
Risk 2 | 0 | 0 | 0 | 0 | 0 | 0 | 0 | 0 | 0 | 0 | 0 | 0 | 0 | 0 | 0 | 0 | 0 | 0 | 0 | 0 | 0 | 0
Risk 3 | 0 | 0 | 0 | 0 | 0 | 0 | 0 | 0 | 0 | 0 | 0 | 0 | 0 | 0 | 0 | 0 | 0 | 0 | 0 | 0 | 0 | 0
Risk 4 | 0 | 0 | 0 | 0 | 0 | 0 | 0 | 0 | 0 | 0 | 0 | 0 | 0 | 0 | 0 | 0 | 0 | 0 | 0 | 0 | 0 | 0
Risk 5 | 0 | 0 | 0 | 0 | 0 | 0 | 0 | 0 | 0 | 0 | 0 | 0 | 0 | 0 | 0 | 0 | 0 | 0 | 0 | 0 | 0 | 0
PV Total | 0 | 0 | 0 | 0 | 0 | 0 | 0 | 0 | 0 | 0 | 0 | 0 | 0 | 0 | 0 | 0 | 0 | 0 | 0 | 0 | 0 | 0
Option 1: Perform Manual Neutral Integrity Testing
| PV Total | 2016 | 2017 | 2018 | 2019 | 2020 | 2021 | 2022 | 2023 | 2024 | 2025 | 2026 | 2027 | 2028 | 2029 | 2030 | 2031 | 2032 | 2033 | 2034 | 2035 | 2036
Capital Costs | 0 | 0 | 0 | 0 | 0 | 0 | 0 | 0 | 0 | 0 | 0 | 0 | 0 | 0 | 0 | 0 | 0 | 0 | 0 | 0 | 0 | 0
Maintenance Costs | 0 | 0 | 0 | 0 | 0 | 0 | 0 | 0 | 0 | 0 | 0 | 0 | 0 | 0 | 0 | 0 | 0 | 0 | 0 | 0 | 0 | 0
Negative Impact on Revenue (STPIS) | 0 | 0 | 0 | 0 | 0 | 0 | 0 | 0 | 0 | 0 | 0 | 0 | 0 | 0 | 0 | 0 | 0 | 0 | 0 | 0 | 0 | 0
SAIFI sustained | 0 | 0 | 0 | 0 | 0 | 0 | 0 | 0 | 0 | 0 | 0 | 0 | 0 | 0 | 0 | 0 | 0 | 0 | 0 | 0 | 0 | 0
SAIDI accidental | 0 | 0 | 0 | 0 | 0 | 0 | 0 | 0 | 0 | 0 | 0 | 0 | 0 | 0 | 0 | 0 | 0 | 0 | 0 | 0 | 0 | 0
MAIFI momentary | 0 | 0 | 0 | 0 | 0 | 0 | 0 | 0 | 0 | 0 | 0 | 0 | 0 | 0 | 0 | 0 | 0 | 0 | 0 | 0 | 0 | 0
Call centre response | 0 | 0 | 0 | 0 | 0 | 0 | 0 | 0 | 0 | 0 | 0 | 0 | 0 | 0 | 0 | 0 | 0 | 0 | 0 | 0 | 0 | 0
Network Outage Costs | 0 | 0 | 0 | 0 | 0 | 0 | 0 | 0 | 0 | 0 | 0 | 0 | 0 | 0 | 0 | 0 | 0 | 0 | 0 | 0 | 0 | 0
Loss of F Factor Benefit | 0 | 0 | 0 | 0 | 0 | 0 | 0 | 0 | 0 | 0 | 0 | 0 | 0 | 0 | 0 | 0 | 0 | 0 | 0 | 0 | 0 | 0
Cost 1 | 9063.621 | 0 | 777.8972 | 729.7215 | 684.5294 | 642.1361 | 602.3682 | 565.0632 | 530.0685 | 497.241 | 466.4466 | 437.5592 | 410.4609 | 385.0408 | 361.195 | 338.826 | 317.8423 | 298.1581 | 279.693 | 262.3714 | 246.1226 | 230.8801
Cost 2 | 0 | 0 | 0 | 0 | 0 | 0 | 0 | 0 | 0 | 0 | 0 | 0 | 0 | 0 | 0 | 0 | 0 | 0 | 0 | 0 | 0 | 0
Cost 3 | 0 | 0 | 0 | 0 | 0 | 0 | 0 | 0 | 0 | 0 | 0 | 0 | 0 | 0 | 0 | 0 | 0 | 0 | 0 | 0 | 0 | 0
Cost 4 | 0 | 0 | 0 | 0 | 0 | 0 | 0 | 0 | 0 | 0 | 0 | 0 | 0 | 0 | 0 | 0 | 0 | 0 | 0 | 0 | 0 | 0
Cost 5 | 0 | 0 | 0 | 0 | 0 | 0 | 0 | 0 | 0 | 0 | 0 | 0 | 0 | 0 | 0 | 0 | 0 | 0 | 0 | 0 | 0 | 0
Risk 1 | 0 | 0 | 0 | 0 | 0 | 0 | 0 | 0 | 0 | 0 | 0 | 0 | 0 | 0 | 0 | 0 | 0 | 0 | 0 | 0 | 0 | 0
Risk 2 | 0 | 0 | 0 | 0 | 0 | 0 | 0 | 0 | 0 | 0 | 0 | 0 | 0 | 0 | 0 | 0 | 0 | 0 | 0 | 0 | 0 | 0
Risk 3 | 0 | 0 | 0 | 0 | 0 | 0 | 0 | 0 | 0 | 0 | 0 | 0 | 0 | 0 | 0 | 0 | 0 | 0 | 0 | 0 | 0 | 0
Risk 4 | 0 | 0 | 0 | 0 | 0 | 0 | 0 | 0 | 0 | 0 | 0 | 0 | 0 | 0 | 0 | 0 | 0 | 0 | 0 | 0 | 0 | 0
Risk 5 | 0 | 0 | 0 | 0 | 0 | 0 | 0 | 0 | 0 | 0 | 0 | 0 | 0 | 0 | 0 | 0 | 0 | 0 | 0 | 0 | 0 | 0
PV Total | 9063.621 | 0 | 777.8972 | 729.7215 | 684.5294 | 642.1361 | 602.3682 | 565.0632 | 530.0685 | 497.241 | 466.4466 | 437.5592 | 410.4609 | 385.0408 | 361.195 | 338.826 | 317.8423 | 298.1581 | 279.693 | 262.3714 | 246.1226 | 230.8801
Option 2: Perform the Service Mains Deterioration Field Works for 5 Minutes Neutral Integrity Data Reads
| PV Total | 2016 | 2017 | 2018 | 2019 | 2020 | 2021 | 2022 | 2023 | 2024 | 2025 | 2026 | 2027 | 2028 | 2029 | 2030 | 2031 | 2032 | 2033 | 2034 | 2035 | 2036
Capital Costs | 3610.6234 | 1520.8606 | 836.1184 | 479.849 | 483.3238 | 290.4716 | 0 | 0 | 0 | 0 | 0 | 0 | 0 | 0 | 0 | 0 | 0 | 0 | 0 | 0 | 0 | 0
Maintenance Costs | 0 | 0 | 0 | 0 | 0 | 0 | 0 | 0 | 0 | 0 | 0 | 0 | 0 | 0 | 0 | 0 | 0 | 0 | 0 | 0 | 0 | 0
Negative Impact on Revenue (STPIS) | 0 | 0 | 0 | 0 | 0 | 0 | 0 | 0 | 0 | 0 | 0 | 0 | 0 | 0 | 0 | 0 | 0 | 0 | 0 | 0 | 0 | 0
SAIFI sustained | 0 | 0 | 0 | 0 | 0 | 0 | 0 | 0 | 0 | 0 | 0 | 0 | 0 | 0 | 0 | 0 | 0 | 0 | 0 | 0 | 0 | 0
SAIDI accidental | 0 | 0 | 0 | 0 | 0 | 0 | 0 | 0 | 0 | 0 | 0 | 0 | 0 | 0 | 0 | 0 | 0 | 0 | 0 | 0 | 0 | 0
MAIFI momentary | 0 | 0 | 0 | 0 | 0 | 0 | 0 | 0 | 0 | 0 | 0 | 0 | 0 | 0 | 0 | 0 | 0 | 0 | 0 | 0 | 0 | 0
Call centre response | 0 | 0 | 0 | 0 | 0 | 0 | 0 | 0 | 0 | 0 | 0 | 0 | 0 | 0 | 0 | 0 | 0 | 0 | 0 | 0 | 0 | 0
Network Outage Costs | 0 | 0 | 0 | 0 | 0 | 0 | 0 | 0 | 0 | 0 | 0 | 0 | 0 | 0 | 0 | 0 | 0 | 0 | 0 | 0 | 0 | 0
Loss of F Factor Benefit | 0 | 0 | 0 | 0 | 0 | 0 | 0 | 0 | 0 | 0 | 0 | 0 | 0 | 0 | 0 | 0 | 0 | 0 | 0 | 0 | 0 | 0
Cost 1 | 0 | 0 | 0 | 0 | 0 | 0 | 0 | 0 | 0 | 0 | 0 | 0 | 0 | 0 | 0 | 0 | 0 | 0 | 0 | 0 | 0 | 0
Cost 2 | 0 | 0 | 0 | 0 | 0 | 0 | 0 | 0 | 0 | 0 | 0 | 0 | 0 | 0 | 0 | 0 | 0 | 0 | 0 | 0 | 0 | 0
Cost 3 | 0 | 0 | 0 | 0 | 0 | 0 | 0 | 0 | 0 | 0 | 0 | 0 | 0 | 0 | 0 | 0 | 0 | 0 | 0 | 0 | 0 | 0
Cost 4 | 0 | 0 | 0 | 0 | 0 | 0 | 0 | 0 | 0 | 0 | 0 | 0 | 0 | 0 | 0 | 0 | 0 | 0 | 0 | 0 | 0 | 0
Cost 5 | 0 | 0 | 0 | 0 | 0 | 0 | 0 | 0 | 0 | 0 | 0 | 0 | 0 | 0 | 0 | 0 | 0 | 0 | 0 | 0 | 0 | 0
Risk 1 | 0 | 0 | 0 | 0 | 0 | 0 | 0 | 0 | 0 | 0 | 0 | 0 | 0 | 0 | 0 | 0 | 0 | 0 | 0 | 0 | 0 | 0
Risk 2 | 0 | 0 | 0 | 0 | 0 | 0 | 0 | 0 | 0 | 0 | 0 | 0 | 0 | 0 | 0 | 0 | 0 | 0 | 0 | 0 | 0 | 0
Risk 3 | 0 | 0 | 0 | 0 | 0 | 0 | 0 | 0 | 0 | 0 | 0 | 0 | 0 | 0 | 0 | 0 | 0 | 0 | 0 | 0 | 0 | 0
Risk 4 | 0 | 0 | 0 | 0 | 0 | 0 | 0 | 0 | 0 | 0 | 0 | 0 | 0 | 0 | 0 | 0 | 0 | 0 | 0 | 0 | 0 | 0
Risk 5 | 0 | 0 | 0 | 0 | 0 | 0 | 0 | 0 | 0 | 0 | 0 | 0 | 0 | 0 | 0 | 0 | 0 | 0 | 0 | 0 | 0 | 0
PV Total | 3610.6234 | 1520.8606 | 836.1184 | 479.849 | 483.3238 | 290.4716 | 0 | 0 | 0 | 0 | 0 | 0 | 0 | 0 | 0 | 0 | 0 | 0 | 0 | 0 | 0 | 0
Option 3: Perform the Service Mains Deterioration Field Works for 1 Minutes Neutral Integrity Data Reads
| PV Total | 2016 | 2017 | 2018 | 2019 | 2020 | 2021 | 2022 | 2023 | 2024 | 2025 | 2026 | 2027 | 2028 | 2029 | 2030 | 2031 | 2032 | 2033 | 2034 | 2035 | 2036
Capital Costs | 8343.3155 | 2814.2082 | 1759.9483 | 1650.9537 | 1548.7091 | 569.4963 | 0 | 0 | 0 | 0 | 0 | 0 | 0 | 0 | 0 | 0 | 0 | 0 | 0 | 0 | 0 | 0
Maintenance Costs | 0 | 0 | 0 | 0 | 0 | 0 | 0 | 0 | 0 | 0 | 0 | 0 | 0 | 0 | 0 | 0 | 0 | 0 | 0 | 0 | 0 | 0
Negative Impact on Revenue (STPIS) | 0 | 0 | 0 | 0 | 0 | 0 | 0 | 0 | 0 | 0 | 0 | 0 | 0 | 0 | 0 | 0 | 0 | 0 | 0 | 0 | 0 | 0
SAIFI sustained | 0 | 0 | 0 | 0 | 0 | 0 | 0 | 0 | 0 | 0 | 0 | 0 | 0 | 0 | 0 | 0 | 0 | 0 | 0 | 0 | 0 | 0
SAIDI accidental | 0 | 0 | 0 | 0 | 0 | 0 | 0 | 0 | 0 | 0 | 0 | 0 | 0 | 0 | 0 | 0 | 0 | 0 | 0 | 0 | 0 | 0
MAIFI momentary | 0 | 0 | 0 | 0 | 0 | 0 | 0 | 0 | 0 | 0 | 0 | 0 | 0 | 0 | 0 | 0 | 0 | 0 | 0 | 0 | 0 | 0
Call centre response | 0 | 0 | 0 | 0 | 0 | 0 | 0 | 0 | 0 | 0 | 0 | 0 | 0 | 0 | 0 | 0 | 0 | 0 | 0 | 0 | 0 | 0
Network Outage Costs | 0 | 0 | 0 | 0 | 0 | 0 | 0 | 0 | 0 | 0 | 0 | 0 | 0 | 0 | 0 | 0 | 0 | 0 | 0 | 0 | 0 | 0
Loss of F Factor Benefit | 0 | 0 | 0 | 0 | 0 | 0 | 0 | 0 | 0 | 0 | 0 | 0 | 0 | 0 | 0 | 0 | 0 | 0 | 0 | 0 | 0 | 0
Cost 1 | 0 | 0 | 0 | 0 | 0 | 0 | 0 | 0 | 0 | 0 | 0 | 0 | 0 | 0 | 0 | 0 | 0 | 0 | 0 | 0 | 0 | 0
Cost 2 | 0 | 0 | 0 | 0 | 0 | 0 | 0 | 0 | 0 | 0 | 0 | 0 | 0 | 0 | 0 | 0 | 0 | 0 | 0 | 0 | 0 | 0
Cost 3 | 0 | 0 | 0 | 0 | 0 | 0 | 0 | 0 | 0 | 0 | 0 | 0 | 0 | 0 | 0 | 0 | 0 | 0 | 0 | 0 | 0 | 0
Cost 4 | 0 | 0 | 0 | 0 | 0 | 0 | 0 | 0 | 0 | 0 | 0 | 0 | 0 | 0 | 0 | 0 | 0 | 0 | 0 | 0 | 0 | 0
Cost 5 | 0 | 0 | 0 | 0 | 0 | 0 | 0 | 0 | 0 | 0 | 0 | 0 | 0 | 0 | 0 | 0 | 0 | 0 | 0 | 0 | 0 | 0
Risk 1 | 0 | 0 | 0 | 0 | 0 | 0 | 0 | 0 | 0 | 0 | 0 | 0 | 0 | 0 | 0 | 0 | 0 | 0 | 0 | 0 | 0 | 0
Risk 2 | 0 | 0 | 0 | 0 | 0 | 0 | 0 | 0 | 0 | 0 | 0 | 0 | 0 | 0 | 0 | 0 | 0 | 0 | 0 | 0 | 0 | 0
Risk 3 | 0 | 0 | 0 | 0 | 0 | 0 | 0 | 0 | 0 | 0 | 0 | 0 | 0 | 0 | 0 | 0 | 0 | 0 | 0 | 0 | 0 | 0
Risk 4 | 0 | 0 | 0 | 0 | 0 | 0 | 0 | 0 | 0 | 0 | 0 | 0 | 0 | 0 | 0 | 0 | 0 | 0 | 0 | 0 | 0 | 0
Risk 5 | 0 | 0 | 0 | 0 | 0 | 0 | 0 | 0 | 0 | 0 | 0 | 0 | 0 | 0 | 0 | 0 | 0 | 0 | 0 | 0 | 0 | 0
PV Total | 8343.3155 | 2814.2082 | 1759.9483 | 1650.9537 | 1548.7091 | 569.4963 | 0 | 0 | 0 | 0 | 0 | 0 | 0 | 0 | 0 | 0 | 0 | 0 | 0 | 0 | 0 | 0
Option 4:
| PV Total | 2016 | 2017 | 2018 | 2019 | 2020 | 2021 | 2022 | 2023 | 2024 | 2025 | 2026 | 2027 | 2028 | 2029 | 2030 | 2031 | 2032 | 2033 | 2034 | 2035 | 2036
Capital Costs | 0 | 0 | 0 | 0 | 0 | 0 | 0 | 0 | 0 | 0 | 0 | 0 | 0 | 0 | 0 | 0 | 0 | 0 | 0 | 0 | 0 | 0
Maintenance Costs | 0 | 0 | 0 | 0 | 0 | 0 | 0 | 0 | 0 | 0 | 0 | 0 | 0 | 0 | 0 | 0 | 0 | 0 | 0 | 0 | 0 | 0
Negative Impact on Revenue (STPIS) | 0 | 0 | 0 | 0 | 0 | 0 | 0 | 0 | 0 | 0 | 0 | 0 | 0 | 0 | 0 | 0 | 0 | 0 | 0 | 0 | 0 | 0
SAIFI sustained | 0 | 0 | 0 | 0 | 0 | 0 | 0 | 0 | 0 | 0 | 0 | 0 | 0 | 0 | 0 | 0 | 0 | 0 | 0 | 0 | 0 | 0
SAIDI accidental | 0 | 0 | 0 | 0 | 0 | 0 | 0 | 0 | 0 | 0 | 0 | 0 | 0 | 0 | 0 | 0 | 0 | 0 | 0 | 0 | 0 | 0
MAIFI momentary | 0 | 0 | 0 | 0 | 0 | 0 | 0 | 0 | 0 | 0 | 0 | 0 | 0 | 0 | 0 | 0 | 0 | 0 | 0 | 0 | 0 | 0
Call centre response | 0 | 0 | 0 | 0 | 0 | 0 | 0 | 0 | 0 | 0 | 0 | 0 | 0 | 0 | 0 | 0 | 0 | 0 | 0 | 0 | 0 | 0
Network Outage Costs | 0 | 0 | 0 | 0 | 0 | 0 | 0 | 0 | 0 | 0 | 0 | 0 | 0 | 0 | 0 | 0 | 0 | 0 | 0 | 0 | 0 | 0
Loss of F Factor Benefit | 0 | 0 | 0 | 0 | 0 | 0 | 0 | 0 | 0 | 0 | 0 | 0 | 0 | 0 | 0 | 0 | 0 | 0 | 0 | 0 | 0 | 0
Cost 1 | 0 | 0 | 0 | 0 | 0 | 0 | 0 | 0 | 0 | 0 | 0 | 0 | 0 | 0 | 0 | 0 | 0 | 0 | 0 | 0 | 0 | 0
Cost 2 | 0 | 0 | 0 | 0 | 0 | 0 | 0 | 0 | 0 | 0 | 0 | 0 | 0 | 0 | 0 | 0 | 0 | 0 | 0 | 0 | 0 | 0
Cost 3 | 0 | 0 | 0 | 0 | 0 | 0 | 0 | 0 | 0 | 0 | 0 | 0 | 0 | 0 | 0 | 0 | 0 | 0 | 0 | 0 | 0 | 0
Cost 4 | 0 | 0 | 0 | 0 | 0 | 0 | 0 | 0 | 0 | 0 | 0 | 0 | 0 | 0 | 0 | 0 | 0 | 0 | 0 | 0 | 0 | 0
Cost 5 | 0 | 0 | 0 | 0 | 0 | 0 | 0 | 0 | 0 | 0 | 0 | 0 | 0 | 0 | 0 | 0 | 0 | 0 | 0 | 0 | 0 | 0
Risk 1 | 0 | 0 | 0 | 0 | 0 | 0 | 0 | 0 | 0 | 0 | 0 | 0 | 0 | 0 | 0 | 0 | 0 | 0 | 0 | 0 | 0 | 0
Risk 2 | 0 | 0 | 0 | 0 | 0 | 0 | 0 | 0 | 0 | 0 | 0 | 0 | 0 | 0 | 0 | 0 | 0 | 0 | 0 | 0 | 0 | 0
Risk 3 | 0 | 0 | 0 | 0 | 0 | 0 | 0 | 0 | 0 | 0 | 0 | 0 | 0 | 0 | 0 | 0 | 0 | 0 | 0 | 0 | 0 | 0
Risk 4 | 0 | 0 | 0 | 0 | 0 | 0 | 0 | 0 | 0 | 0 | 0 | 0 | 0 | 0 | 0 | 0 | 0 | 0 | 0 | 0 | 0 | 0
Risk 5 | 0 | 0 | 0 | 0 | 0 | 0 | 0 | 0 | 0 | 0 | 0 | 0 | 0 | 0 | 0 | 0 | 0 | 0 | 0 | 0 | 0 | 0
PV Total | 0 | 0 | 0 | 0 | 0 | 0 | 0 | 0 | 0 | 0 | 0 | 0 | 0 | 0 | 0 | 0 | 0 | 0 | 0 | 0 | 0 | 0
Option 5:
| PV Total | 2016 | 2017 | 2018 | 2019 | 2020 | 2021 | 2022 | 2023 | 2024 | 2025 | 2026 | 2027 | 2028 | 2029 | 2030 | 2031 | 2032 | 2033 | 2034 | 2035 | 2036
Capital Costs | 0 | 0 | 0 | 0 | 0 | 0 | 0 | 0 | 0 | 0 | 0 | 0 | 0 | 0 | 0 | 0 | 0 | 0 | 0 | 0 | 0 | 0
Maintenance Costs | 0 | 0 | 0 | 0 | 0 | 0 | 0 | 0 | 0 | 0 | 0 | 0 | 0 | 0 | 0 | 0 | 0 | 0 | 0 | 0 | 0 | 0
Negative Impact on Revenue (STPIS) | 0 | 0 | 0 | 0 | 0 | 0 | 0 | 0 | 0 | 0 | 0 | 0 | 0 | 0 | 0 | 0 | 0 | 0 | 0 | 0 | 0 | 0
SAIFI sustained | 0 | 0 | 0 | 0 | 0 | 0 | 0 | 0 | 0 | 0 | 0 | 0 | 0 | 0 | 0 | 0 | 0 | 0 | 0 | 0 | 0 | 0
SAIDI accidental | 0 | 0 | 0 | 0 | 0 | 0 | 0 | 0 | 0 | 0 | 0 | 0 | 0 | 0 | 0 | 0 | 0 | 0 | 0 | 0 | 0 | 0
MAIFI momentary | 0 | 0 | 0 | 0 | 0 | 0 | 0 | 0 | 0 | 0 | 0 | 0 | 0 | 0 | 0 | 0 | 0 | 0 | 0 | 0 | 0 | 0
Call centre response | 0 | 0 | 0 | 0 | 0 | 0 | 0 | 0 | 0 | 0 | 0 | 0 | 0 | 0 | 0 | 0 | 0 | 0 | 0 | 0 | 0 | 0
Network Outage Costs | 0 | 0 | 0 | 0 | 0 | 0 | 0 | 0 | 0 | 0 | 0 | 0 | 0 | 0 | 0 | 0 | 0 | 0 | 0 | 0 | 0 | 0
Loss of F Factor Benefit | 0 | 0 | 0 | 0 | 0 | 0 | 0 | 0 | 0 | 0 | 0 | 0 | 0 | 0 | 0 | 0 | 0 | 0 | 0 | 0 | 0 | 0
Cost 1 | 0 | 0 | 0 | 0 | 0 | 0 | 0 | 0 | 0 | 0 | 0 | 0 | 0 | 0 | 0 | 0 | 0 | 0 | 0 | 0 | 0 | 0
Cost 2 | 0 | 0 | 0 | 0 | 0 | 0 | 0 | 0 | 0 | 0 | 0 | 0 | 0 | 0 | 0 | 0 | 0 | 0 | 0 | 0 | 0 | 0
Cost 3 | 0 | 0 | 0 | 0 | 0 | 0 | 0 | 0 | 0 | 0 | 0 | 0 | 0 | 0 | 0 | 0 | 0 | 0 | 0 | 0 | 0 | 0
Cost 4 | 0 | 0 | 0 | 0 | 0 | 0 | 0 | 0 | 0 | 0 | 0 | 0 | 0 | 0 | 0 | 0 | 0 | 0 | 0 | 0 | 0 | 0
Cost 5 | 0 | 0 | 0 | 0 | 0 | 0 | 0 | 0 | 0 | 0 | 0 | 0 | 0 | 0 | 0 | 0 | 0 | 0 | 0 | 0 | 0 | 0
Risk 1 | 0 | 0 | 0 | 0 | 0 | 0 | 0 | 0 | 0 | 0 | 0 | 0 | 0 | 0 | 0 | 0 | 0 | 0 | 0 | 0 | 0 | 0
Risk 2 | 0 | 0 | 0 | 0 | 0 | 0 | 0 | 0 | 0 | 0 | 0 | 0 | 0 | 0 | 0 | 0 | 0 | 0 | 0 | 0 | 0 | 0
Risk 3 | 0 | 0 | 0 | 0 | 0 | 0 | 0 | 0 | 0 | 0 | 0 | 0 | 0 | 0 | 0 | 0 | 0 | 0 | 0 | 0 | 0 | 0
Risk 4 | 0 | 0 | 0 | 0 | 0 | 0 | 0 | 0 | 0 | 0 | 0 | 0 | 0 | 0 | 0 | 0 | 0 | 0 | 0 | 0 | 0 | 0
Risk 5 | 0 | 0 | 0 | 0 | 0 | 0 | 0 | 0 | 0 | 0 | 0 | 0 | 0 | 0 | 0 | 0 | 0 | 0 | 0 | 0 | 0 | 0
PV Total | 0 | 0 | 0 | 0 | 0 | 0 | 0 | 0 | 0 | 0 | 0 | 0 | 0 | 0 | 0 | 0 | 0 | 0 | 0 | 0 | 0 | 0

## Version Control
Financial Evaluation Spreadsheet
Version 1.3
Authorisation Date : |  |  | 2014-11-13
Authorised By GM Asset Management
REVISION STATUS
Version | Date | Cell Address | Description | Contacts | Notes
1.0 | 2013-01-01 | n/a | Firast issue of new Capex evaluation method | Shaun Glasson
1.1 | 2013-11-25 |  | Updated STPIS reliability incentive rates as per UE value of reliability document. | Ben Hutchinson
1.2 | 2013-12-10 |  | New Business Case Output tab, designed to copy and paste values straight into BC doc | Tim Chapman
1.3 | 2014-11-13 |  | Updated STPIS reliability incentive rates as per UE value of reliability document. | Shaun Glasson
|  |  | Update version number and authorisation date | Shaun Glasson
|  |  | Change Other Opex in input sheet to Risk 1 to 5 | Shaun Glasson | becareful
|  |  | Update Business Case Output to allow risk to flow through | Shaun Glasson
|  |  | Update Business Case Output to correct Options summary | Shaun Glasson
|  |  | Update Calculations (RIT-D) sheet to remove #NUM | Shaun Glasson
|  |  | Add functionality to Sensitivities Analysis (Sheets: User Input, Calc (Sensitivities), Administrator Input) | Shaun Glasson
|  |  | Correct formulas in the Calc (Sensitivities) sheet | Shaun Glasson
|  |  | Create Optimal Timing Analysis | Shaun Glasson
|  |  | Replace Optimal Timing chart in Output | Shaun Glasson
|  |  | Format for Real $2015 assessment | David Volf
Note:
To update cell link 'User Input') to reflect the latest Version number.
Go to Version number in 'User Input'

## Administrator Input
UE
1 | Discount Rates | 2 |  | 8.67%
(To use the higher of business WACC or regulatory WACC)
| Regulatory WACC |  |  | 8.67%
(pretax Nominal WACC)
Debt
Equity
Nominal Risk Free Rate (10 Yr Bond Rate)
Debt Margin
Market Risk Premium
Utilisation of Imputation (Franking) Credits
Equity Beta
Effective Tax Rate for Equity (From Relevant Cash flows)
| Business WACC |  |  | 8.67%
(pretax Nominal WACC)
Debt
Equity
Tax Rate
10 Yr Bond Rate
Margin
Market Risk Premium
% Franked
% Value
Beta
2 | Inflation |  |  | 1.94%
3 | Negative Impact on Revenue |  |  | STPIS Period 1 | STPIS Period 2 | STPIS Period 3 | STPIS Period 4
|  |  |  | (Years 2 - 7) | (Years 8 - 13) | (Years 14 - 19) | (Year 20)
|  | SAIFI sustained ($000/interruption) |  | 20900 | 20900 | 20900 | 20900
|  | SAIDI accidental ($000/minute) |  | 300 | 300 | 300 | 300
|  | MAIFI momentary ($000/interruption) |  | 1700 | 1700 | 1700 | 1700
|  | Call centre response ($000 per 100%) |  | 161 | 161 | 161 | 161
4 | Costs in response to Network Outages |  |  | UE
|  | Cost per customer minutes off supply ($000/min) |  | 56.5
5 | Loss of F-Factor benefit
|  | Benefit per fire start avoided ($000/fire start) |  | 25
5 | Regulatory Investment Test - Distribution
5.1 |  | Value of Voluntary Load Curtailment ($/MWh) |  | 0 |  |  | Rule 5.17.1 (c) 4 (i)
5.2 |  | Value of Customer Reliability ($/kWh) |  | 55.8006 |  |  | Rule 5.17.1 (c) 4 (ii)
5.3 |  | Value of Load Transfer Capacity ($/MWh) |  | 0 |  |  | Rule 5.17.1 (c) 4 (v)
5.4 |  | Avoided Network Losses ($/MWh) |  | 35 |  |  | Rule 5.17.1 (c) 4 (vii)
|  | Discount Rate | 1 | 8.67% | 0%
7 | Sensitivities
Best Case Scenario
|  |  |  | Capex | Opex | Discount Rate | SAIDI | SAIFI | MAIFI
|  | Level 1 - lower testing threshold |  | -5% | -5% | -0.5% | 5% | 5% | 5%
|  | Level 2 - higher testing threshold |  | -10% | -10% | -1% | -10% | -10% | -10%
|  | Level 3 - User defined |  | User defined | User defined | User defined | User defined | User defined | User defined
Worst Case Scenario
|  |  |  | Capex | Opex | Discount Rate | SAIDI | SAIFI | MAIFI
|  | Level 1 - lower testing threshold |  | 5% | 5% | 0.5% | 5% | 5% | 5%
|  | Level 2 - higher testing threshold |  | 10% | 10% | 1% | -10% | -10% | -10%
|  | Level 3 - User defined |  | User defined | User defined | User defined | User defined | User defined | User defined
Note: negative signs for reduction in costs and rates
Data for Formatting
|  | Assets |  | STPIS
|  | United Energy |  | One-off (1 year only)
|  | Multinet |  | Sustained - STPIS Period 1
Sustained - STPIS Period 1+2
| Regulatory WACC (Pre-tax Nominal WACC) |  |  | Sustained - STPIS Period 1+2+3
| Business WACC (Pre-tax Nominal WACC) |  |  | Sustained - STPIS Period 1+2+3+4
Project Type
| 1 | Non-Discretionary (ESMS & other compliance) |  |  | Yes
| 2 | Non-Discretionary (customer initiated) |  |  | No
| 3 | Discretionary (asset replacement or refurbushment)
| 4 | Discretionary (augmentation and reinforcement) |  |  | Regulatory WACC
| 5 | Discretionary (non-network asset) |  |  | Business WACC