## Menu
Worksheet Index
User Worksheets
|  | Hyperlinks | Notes
| User Input | Go to User Input
| User Working Sheet | Go to User Working Sheet | Blank worksheet for users' other workings
| Failure rate over time | Go to Failure rate over time
| Calculations | Go to Calculations
| Calculations (RIT-D) | Go to Calculations (RIT-D)
| Calc (Sensitivities) | Go to Calc (Sensitivities)
| Output | Go to Output
| Business Case Output | Go to Business Case Output
Administrator Worksheets
Hyperlinks
| Version Control | Go to Version Control
| Administrator Input | Go to Administrator Input

## User Input
Project Details
| Project Name : | DNSP Intelligent Network Device |  |  | Internal Reference
| Year of construction | 2017 |  |  | Regulatory Category | Reliability & Power Quality Maintained
| Project Type | 3 |  |  | Asset | 1 |  |  |  | Budget Allocation
| All costs to be entered in real ($2015) | 2015
Capital Costs
| Capital Costs ($2015) |  | 2017 | 2018 | 2019 | 2020 | 2021 | 2022 | 2023 | 2024 | 2025 | 2026 | 2027 | 2028 | 2029 | 2030 | 2031 | 2032 | 2033 | 2034 | 2035 | 2036 | 2037
|  |  | $000 | $000 | $000 | $000 | $000 | $000 | $000 | $000 | $000 | $000 | $000 | $000 | $000 | $000 | $000 | $000 | $000 | $000 | $000 | $000 | $000
Technical Options
| Reference Case | Status Quo
Option 1: Perform Manual Neutral Integrity where UE Meters are Removed | Option 1 | Perform Manual Neutral Integrity where UE Meters are Removed |  | 100 | 110 | 120 | 130 | 140 | 150 | 160 | 170 | 180 | 190 | 200 | 210 | 220 | 230 | 240 | 250 | 260 | 270 | 280 | 290
Option 2: Replace / Install Network Devices | Option 2 | Replace / Install Network Devices | 452.4234 | 100: 1530.7677; 110: 1555.4135; 120: 1580.1539
Option 3: Replace / Install 80% Network Devices, Purchase the Remaining 20% of the AMI data and Control Functionality | Option 3 | Replace / Install 80% Network Devices, Purchase the Remaining 20% of the AMI data and Control Functionality | 3142 | 2367 | 1299 | 1321 | 26 | 28 | 30 | 32 | 34 | 36 | 38 | 40 | 42 | 44 | 46 | 48 | 50 | 52 | 54 | 56 | 58
Option 4: | Option 4
Option 5: | Option 5
Operating Costs ($2015)
"Status Quo" Reference Case
|  | Unit | 2018 | 2019 | 2020 | 2021 | 2022 | 2023 | 2024 | 2025 | 2026 | 2027 | 2028 | 2029 | 2030 | 2031 | 2032 | 2033 | 2034 | 2035 | 2036 | 2037 | 2038
| Maintenance Costs | ($000)
| Negative Impact on Revenue (STPIS) | 4 | 2018 | 2019 | 2020 | 2021 | 2022 | 2023 | 2024 | 2025 | 2026 | 2027 | 2028 | 2029 | 2030 | 2031 | 2032 | 2033 | 2034 | 2035 | 2036 | 2037 | 2038
| SAIFI sustained | (no. of Interruption) |  | 0 | 0 | 0 | 0 | 0 |  | 0 | 0 | 0 | 0 | 0 |  | 0 | 0 | 0 | 0 | 0 |  | 0 | 0
| SAIDI accidental | (minutes) |  | 0 | 0 | 0 | 0 | 0 |  | 0 | 0 | 0 | 0 | 0 |  | 0 | 0 | 0 | 0 | 0 |  | 0 | 0
| MAIFI momentary | (no. of Interruption) |  | 0 | 0 | 0 | 0 | 0 |  | 0 | 0 | 0 | 0 | 0 |  | 0 | 0 | 0 | 0 | 0 |  | 0 | 0
| Call centre response | (percentage) |  | 0% | 0% | 0% | 0% | 0% |  | 0% | 0% | 0% | 0% | 0% |  | 0% | 0% | 0% | 0% | 0% |  | 0% | 0%
| Network Outage Costs |  | 2018 | 2019 | 2020 | 2021 | 2022 | 2023 | 2024 | 2025 | 2026 | 2027 | 2028 | 2029 | 2030 | 2031 | 2032 | 2033 | 2034 | 2035 | 2036 | 2037 | 2038
| Customer off supply | (minutes)
| Loss of F Factor Benefit |  | 2018 | 2019 | 2020 | 2021 | 2022 | 2023 | 2024 | 2025 | 2026 | 2027 | 2028 | 2029 | 2030 | 2031 | 2032 | 2033 | 2034 | 2035 | 2036 | 2037 | 2038
| Loss of F Factor Benefit | (No. of fire start NOT avoided)
| Costs |  | 2018 | 2019 | 2020 | 2021 | 2022 | 2023 | 2024 | 2025 | 2026 | 2027 | 2028 | 2029 | 2030 | 2031 | 2032 | 2033 | 2034 | 2035 | 2036 | 2037 | 2038
| Cost 1 | ($000)
| Cost 2 | ($000)
| Cost 3 | ($000)
| Cost 4 | ($000)
| Cost 5 | ($000)
| Risk 1 | ($000)
| Risk 2 | ($000)
| Risk 3 | ($000)
| Risk 4 | ($000)
| Risk 5 | ($000)
Option 1: Perform Manual Neutral Integrity where UE Meters are Removed
|  |  | 2018 | 2019 | 2020 | 2021 | 2022 | 2023 | 2024 | 2025 | 2026 | 2027 | 2028 | 2029 | 2030 | 2031 | 2032 | 2033 | 2034 | 2035 | 2036 | 2037 | 2038
Option 1: Perform Manual Neutral Integrity where UE Meters are Removed | Maintenance Costs | ($000)
| Negative Impact on Revenue (STPIS) | 5 | 2018 | 2019 | 2020 | 2021 | 2022 | 2023 | 2024 | 2025 | 2026 | 2027 | 2028 | 2029 | 2030 | 2031 | 2032 | 2033 | 2034 | 2035 | 2036 | 2037 | 2038
Option 1: Perform Manual Neutral Integrity where UE Meters are Removed | SAIFI sustained | (no. of Interruption) | 0 | 0 | 0 | 0 | 0 | 0 |  | 0 | 0 | 0 | 0 | 0 |  | 0 | 0 | 0 | 0 | 0 |  | 0 | 0
Option 1: Perform Manual Neutral Integrity where UE Meters are Removed | SAIDI accidental | (minutes) | 0 | 0 | 0 | 0 | 0 | 0 |  | 0 | 0 | 0 | 0 | 0 |  | 0 | 0 | 0 | 0 | 0 |  | 0 | 0
Option 1: Perform Manual Neutral Integrity where UE Meters are Removed | MAIFI momentary | (no. of Interruption) |  | 0 | 0 | 0 | 0 | 0 |  | 0 | 0 | 0 | 0 | 0 |  | 0 | 0 | 0 | 0 | 0 |  | 0 | 0
Option 1: Perform Manual Neutral Integrity where UE Meters are Removed | Call centre response | (percentage) |  | 0% | 0% | 0% | 0% | 0% |  | 0% | 0% | 0% | 0% | 0% |  | 0% | 0% | 0% | 0% | 0% |  | 0% | 0%
| Network Outage Costs |  | 2018 | 2019 | 2020 | 2021 | 2022 | 2023 | 2024 | 2025 | 2026 | 2027 | 2028 | 2029 | 2030 | 2031 | 2032 | 2033 | 2034 | 2035 | 2036 | 2037 | 2038
Option 1: Perform Manual Neutral Integrity where UE Meters are Removed | Customer off supply | (minutes)
| Loss of F Factor Benefit |  | 2018 | 2019 | 2020 | 2021 | 2022 | 2023 | 2024 | 2025 | 2026 | 2027 | 2028 | 2029 | 2030 | 2031 | 2032 | 2033 | 2034 | 2035 | 2036 | 2037 | 2038
Option 1: Perform Manual Neutral Integrity where UE Meters are Removed | Loss of F Factor Benefit | (No. of fire start NOT avoided)
| Costs |  | 2018 | 2019 | 2020 | 2021 | 2022 | 2023 | 2024 | 2025 | 2026 | 2027 | 2028 | 2029 | 2030 | 2031 | 2032 | 2033 | 2034 | 2035 | 2036 | 2037 | 2038
Option 1: Perform Manual Neutral Integrity where UE Meters are Removed | Neutral integrity Testing (NIT) reverted to Manual Testing 10 years after 1 December 2017 - Assume start manual NIT in 2027. | ($000) | 2027: 99.8333; 2028: 1197.5718; 2029: 1211.5072; 2030: 1226.0396; 2031: 1241.2396; 2032: 1257.0396; 2033: 1273.4396; 2034: 1290.4396; 2035: 1308.0396; 2036: 1326.2396; 2037: 1444.873
Option 1: Perform Manual Neutral Integrity where UE Meters are Removed | Ping Real Time confirmation Customer Power is on/off - Avoided LV Truck Roll Outs = $20M over 10 years, Therefore $2M p.a. Therefore utilise % to work out cost e.g. 2017 implies 499 * 2000/ (650,000 + 499). | ($000) | 19.38 | 37.14 | 54.79 | 72.14 | 89.1834 | 105.9398 | 122.4129 | 138.6097 | 154.5372 | 170.202 | 185.6105 | 200.7691 | 215.6836 | 230.36 | 244.8039 | 259.0208 | 273.0159 | 286.7945 | 300.3616 | 313.7218
Option 1: Perform Manual Neutral Integrity where UE Meters are Removed | Cost 3 | ($000)
Option 1: Perform Manual Neutral Integrity where UE Meters are Removed | Cost 4 | ($000)
Option 1: Perform Manual Neutral Integrity where UE Meters are Removed | Cost 5 | ($000)
Option 1: Perform Manual Neutral Integrity where UE Meters are Removed | Risk 1 | ($000)
Option 1: Perform Manual Neutral Integrity where UE Meters are Removed | Risk 2 | ($000)
Option 1: Perform Manual Neutral Integrity where UE Meters are Removed | Risk 3 | ($000)
Option 1: Perform Manual Neutral Integrity where UE Meters are Removed | Risk 4 | ($000)
Option 1: Perform Manual Neutral Integrity where UE Meters are Removed | Risk 5 | ($000)
Option 2: Replace / Install Network Devices
|  |  | 2018 | 2019 | 2020 | 2021 | 2022 | 2023 | 2024 | 2025 | 2026 | 2027 | 2028 | 2029 | 2030 | 2031 | 2032 | 2033 | 2034 | 2035 | 2036 | 2037 | 2038
Option 2: Replace / Install Network Devices | Maintenance Costs | ($000)
| Negative Impact on Revenue (STPIS) | 5 | 2018 | 2019 | 2020 | 2021 | 2022 | 2023 | 2024 | 2025 | 2026 | 2027 | 2028 | 2029 | 2030 | 2031 | 2032 | 2033 | 2034 | 2035 | 2036 | 2037 | 2038
Option 2: Replace / Install Network Devices | SAIFI sustained | (no. of Interruption) |  | 0 | 0 | 0 | 0 | 0 |  | 0 | 0 | 0 | 0 | 0 |  | 0 | 0 | 0 | 0 | 0 |  | 0 | 0
Option 2: Replace / Install Network Devices | SAIDI accidental | (minutes) |  | 0 | 0 | 0 | 0 | 0 |  | 0 | 0 | 0 | 0 | 0 |  | 0 | 0 | 0 | 0 | 0 |  | 0 | 0
Option 2: Replace / Install Network Devices | MAIFI momentary | (no. of Interruption) |  | 0 | 0 | 0 | 0 | 0 |  | 0 | 0 | 0 | 0 | 0 |  | 0 | 0 | 0 | 0 | 0 |  | 0 | 0
Option 2: Replace / Install Network Devices | Call centre response | (percentage) |  | 0% | 0% | 0% | 0% | 0% |  | 0% | 0% | 0% | 0% | 0% |  | 0% | 0% | 0% | 0% | 0% |  | 0% | 0%
| Network Outage Costs |  | 2018 | 2019 | 2020 | 2021 | 2022 | 2023 | 2024 | 2025 | 2026 | 2027 | 2028 | 2029 | 2030 | 2031 | 2032 | 2033 | 2034 | 2035 | 2036 | 2037 | 2038
Option 2: Replace / Install Network Devices | Customer off supply | (minutes)
| Loss of F Factor Benefit |  | 2018 | 2019 | 2020 | 2021 | 2022 | 2023 | 2024 | 2025 | 2026 | 2027 | 2028 | 2029 | 2030 | 2031 | 2032 | 2033 | 2034 | 2035 | 2036 | 2037 | 2038
Option 2: Replace / Install Network Devices | Loss of F Factor Benefit | (No. of fire start NOT avoided)
| Costs |  | 2018 | 2019 | 2020 | 2021 | 2022 | 2023 | 2024 | 2025 | 2026 | 2027 | 2028 | 2029 | 2030 | 2031 | 2032 | 2033 | 2034 | 2035 | 2036 | 2037 | 2038
Option 2: Replace / Install Network Devices | Cost 1 | ($000)
Option 2: Replace / Install Network Devices | Cost 2 | ($000)
Option 2: Replace / Install Network Devices | Cost 3 | ($000)
Option 2: Replace / Install Network Devices | Cost 4 | ($000)
Option 2: Replace / Install Network Devices | Cost 5 | ($000)
Option 2: Replace / Install Network Devices | Risk 1 | ($000)
Option 2: Replace / Install Network Devices | Risk 2 | ($000)
Option 2: Replace / Install Network Devices | Risk 3 | ($000)
Option 2: Replace / Install Network Devices | Risk 4 | ($000)
Option 2: Replace / Install Network Devices | Risk 5 | ($000)
Option 3: Replace / Install 80% Network Devices, Purchase the Remaining 20% of the AMI data and Control Functionality
|  |  | 2018 | 2019 | 2020 | 2021 | 2022 | 2023 | 2024 | 2025 | 2026 | 2027 | 2028 | 2029 | 2030 | 2031 | 2032 | 2033 | 2034 | 2035 | 2036 | 2037 | 2038
Option 3: Replace / Install 80% Network Devices, Purchase the Remaining 20% of the AMI data and Control Functionality | Maintenance Costs | ($000)
| Negative Impact on Revenue (STPIS) | 5 | 2018 | 2019 | 2020 | 2021 | 2022 | 2023 | 2024 | 2025 | 2026 | 2027 | 2028 | 2029 | 2030 | 2031 | 2032 | 2033 | 2034 | 2035 | 2036 | 2037 | 2038
Option 3: Replace / Install 80% Network Devices, Purchase the Remaining 20% of the AMI data and Control Functionality | SAIFI sustained | (no. of Interruption) |  | 0 | 0 | 0 | 0 | 0 |  | 0 | 0 | 0 | 0 | 0 |  | 0 | 0 | 0 | 0 | 0 |  | 0 | 0
Option 3: Replace / Install 80% Network Devices, Purchase the Remaining 20% of the AMI data and Control Functionality | SAIDI accidental | (minutes) |  | 0 | 0 | 0 | 0 | 0 |  | 0 | 0 | 0 | 0 | 0 |  | 0 | 0 | 0 | 0 | 0 |  | 0 | 0
Option 3: Replace / Install 80% Network Devices, Purchase the Remaining 20% of the AMI data and Control Functionality | MAIFI momentary | (no. of Interruption) |  | 0 | 0 | 0 | 0 | 0 |  | 0 | 0 | 0 | 0 | 0 |  | 0 | 0 | 0 | 0 | 0 |  | 0 | 0
Option 3: Replace / Install 80% Network Devices, Purchase the Remaining 20% of the AMI data and Control Functionality | Call centre response | (percentage) |  | 0% | 0% | 0% | 0% | 0% |  | 0% | 0% | 0% | 0% | 0% |  | 0% | 0% | 0% | 0% | 0% |  | 0% | 0%
| Network Outage Costs |  | 2018 | 2019 | 2020 | 2021 | 2022 | 2023 | 2024 | 2025 | 2026 | 2027 | 2028 | 2029 | 2030 | 2031 | 2032 | 2033 | 2034 | 2035 | 2036 | 2037 | 2038
Option 3: Replace / Install 80% Network Devices, Purchase the Remaining 20% of the AMI data and Control Functionality | Customer off supply | (minutes)
| Loss of F Factor Benefit |  | 2018 | 2019 | 2020 | 2021 | 2022 | 2023 | 2024 | 2025 | 2026 | 2027 | 2028 | 2029 | 2030 | 2031 | 2032 | 2033 | 2034 | 2035 | 2036 | 2037 | 2038
Option 3: Replace / Install 80% Network Devices, Purchase the Remaining 20% of the AMI data and Control Functionality | Loss of F Factor Benefit | (No. of fire start NOT avoided)
| Costs |  | 2018 | 2019 | 2020 | 2021 | 2022 | 2023 | 2024 | 2025 | 2026 | 2027 | 2028 | 2029 | 2030 | 2031 | 2032 | 2033 | 2034 | 2035 | 2036 | 2037 | 2038
Option 3: Replace / Install 80% Network Devices, Purchase the Remaining 20% of the AMI data and Control Functionality | Need to Neutral Inegrity Test 1/5 of the services where data is acquired from non-UE Meter Data Provider | ($000) | 2027: 19.9667; 2028: 239.5144; 2029: 242.3014; 2030: 245.2079; 2031: 248.2479; 2032: 251.4079; 2033: 254.6879; 2034: 258.0879; 2035: 261.6079; 2036: 265.2479; 2037: 288.9746
Option 3: Replace / Install 80% Network Devices, Purchase the Remaining 20% of the AMI data and Control Functionality | Cost 2 | ($000)
Option 3: Replace / Install 80% Network Devices, Purchase the Remaining 20% of the AMI data and Control Functionality | Cost 3 | ($000)
Option 3: Replace / Install 80% Network Devices, Purchase the Remaining 20% of the AMI data and Control Functionality | Cost 4 | ($000)
Option 3: Replace / Install 80% Network Devices, Purchase the Remaining 20% of the AMI data and Control Functionality | Cost 5 | ($000)
Option 3: Replace / Install 80% Network Devices, Purchase the Remaining 20% of the AMI data and Control Functionality | Risk 1 | ($000)
Option 3: Replace / Install 80% Network Devices, Purchase the Remaining 20% of the AMI data and Control Functionality | Risk 2 | ($000)
Option 3: Replace / Install 80% Network Devices, Purchase the Remaining 20% of the AMI data and Control Functionality | Risk 3 | ($000)
Option 3: Replace / Install 80% Network Devices, Purchase the Remaining 20% of the AMI data and Control Functionality | Risk 4 | ($000)
Option 3: Replace / Install 80% Network Devices, Purchase the Remaining 20% of the AMI data and Control Functionality | Risk 5 | ($000)
Option 4:
|  |  | 2018 | 2019 | 2020 | 2021 | 2022 | 2023 | 2024 | 2025 | 2026 | 2027 | 2028 | 2029 | 2030 | 2031 | 2032 | 2033 | 2034 | 2035 | 2036 | 2037 | 2038
Option 4: | Maintenance Costs | ($000)
| Negative Impact on Revenue (STPIS) | 5 | 2018 | 2019 | 2020 | 2021 | 2022 | 2023 | 2024 | 2025 | 2026 | 2027 | 2028 | 2029 | 2030 | 2031 | 2032 | 2033 | 2034 | 2035 | 2036 | 2037 | 2038
Option 4: | SAIFI sustained | (no. of Interruption) | 0 | 0 | 0 | 0 | 0 | 0 |  | 0 | 0 | 0 | 0 | 0 |  | 0 | 0 | 0 | 0 | 0 |  | 0 | 0
Option 4: | SAIDI accidental | (minutes) | 0 | 0 | 0 | 0 | 0 | 0 |  | 0 | 0 | 0 | 0 | 0 |  | 0 | 0 | 0 | 0 | 0 |  | 0 | 0
Option 4: | MAIFI momentary | (no. of Interruption) | 0 | 0 | 0 | 0 | 0 | 0 |  | 0 | 0 | 0 | 0 | 0 |  | 0 | 0 | 0 | 0 | 0 |  | 0 | 0
Option 4: | Call centre response | (percentage) |  | 0% | 0% | 0% | 0% | 0% |  | 0% | 0% | 0% | 0% | 0% |  | 0% | 0% | 0% | 0% | 0% |  | 0% | 0%
| Network Outage Costs |  | 2018 | 2019 | 2020 | 2021 | 2022 | 2023 | 2024 | 2025 | 2026 | 2027 | 2028 | 2029 | 2030 | 2031 | 2032 | 2033 | 2034 | 2035 | 2036 | 2037 | 2038
Option 4: | Customer off supply | (minutes)
| Loss of F Factor Benefit |  | 2018 | 2019 | 2020 | 2021 | 2022 | 2023 | 2024 | 2025 | 2026 | 2027 | 2028 | 2029 | 2030 | 2031 | 2032 | 2033 | 2034 | 2035 | 2036 | 2037 | 2038
Option 4: | Loss of F Factor Benefit | (No. of fire start NOT avoided)
| Costs |  | 2018 | 2019 | 2020 | 2021 | 2022 | 2023 | 2024 | 2025 | 2026 | 2027 | 2028 | 2029 | 2030 | 2031 | 2032 | 2033 | 2034 | 2035 | 2036 | 2037 | 2038
Option 4: | Cost 1 | ($000)
Option 4: | Cost 2 | ($000)
Option 4: | Cost 3 | ($000)
Option 4: | Cost 4 | ($000)
Option 4: | Cost 5 | ($000)
Option 4: | Risk 1 | ($000)
Option 4: | Risk 2 | ($000)
Option 4: | Risk 3 | ($000)
Option 4: | Risk 4 | ($000)
Option 4: | Risk 5 | ($000)
Option 5:
|  |  | 2018 | 2019 | 2020 | 2021 | 2022 | 2023 | 2024 | 2025 | 2026 | 2027 | 2028 | 2029 | 2030 | 2031 | 2032 | 2033 | 2034 | 2035 | 2036 | 2037 | 2038
Option 5: | Maintenance Costs | ($000)
| Negative Impact on Revenue (STPIS) | 5 | 2018 | 2019 | 2020 | 2021 | 2022 | 2023 | 2024 | 2025 | 2026 | 2027 | 2028 | 2029 | 2030 | 2031 | 2032 | 2033 | 2034 | 2035 | 2036 | 2037 | 2038
Option 5: | SAIFI sustained | (no. of Interruption) | 0 | 0 | 0 | 0 | 0 | 0 |  | 0 | 0 | 0 | 0 | 0 |  | 0 | 0 | 0 | 0 | 0 |  | 0 | 0
Option 5: | SAIDI accidental | (minutes) | 0 | 0 | 0 | 0 | 0 | 0 |  | 0 | 0 | 0 | 0 | 0 |  | 0 | 0 | 0 | 0 | 0 |  | 0 | 0
Option 5: | MAIFI momentary | (no. of Interruption) |  | 0 | 0 | 0 | 0 | 0 |  | 0 | 0 | 0 | 0 | 0 |  | 0 | 0 | 0 | 0 | 0 |  | 0 | 0
Option 5: | Call centre response | (percentage) |  | 0% | 0% | 0% | 0% | 0% |  | 0% | 0% | 0% | 0% | 0% |  | 0% | 0% | 0% | 0% | 0% |  | 0% | 0%
| Network Outage Costs |  | 2018 | 2019 | 2020 | 2021 | 2022 | 2023 | 2024 | 2025 | 2026 | 2027 | 2028 | 2029 | 2030 | 2031 | 2032 | 2033 | 2034 | 2035 | 2036 | 2037 | 2038
Option 5: | Customer off supply | (minutes) | 2018: 0; 2019: 0
| Loss of F Factor Benefit |  | 2018 | 2019 | 2020 | 2021 | 2022 | 2023 | 2024 | 2025 | 2026 | 2027 | 2028 | 2029 | 2030 | 2031 | 2032 | 2033 | 2034 | 2035 | 2036 | 2037 | 2038
Option 5: | Loss of F Factor Benefit | (No. of fire start NOT avoided)
| Costs |  | 2018 | 2019 | 2020 | 2021 | 2022 | 2023 | 2024 | 2025 | 2026 | 2027 | 2028 | 2029 | 2030 | 2031 | 2032 | 2033 | 2034 | 2035 | 2036 | 2037 | 2038
Option 5: | Cost 1 | ($000)
Option 5: | Cost 2 | ($000)
Option 5: | Cost 3 | ($000)
Option 5: | Cost 4 | ($000)
Option 5: | Cost 5 | ($000)
Option 5: | Risk 1 | ($000)
Option 5: | Risk 2 | ($000)
Option 5: | Risk 3 | ($000)
Option 5: | Risk 4 | ($000)
Option 5: | Risk 5 | ($000)
Regulatory Investment Tests - Distribution (RIT-D)
Checklist
| Does the project contain augmentation component? |  | 2018: 2
| 0 |  | 2018: 2
| Is this a reliability corrective action? |  | 2018: 2
*Reliability Corrective Action: any augmentation work above $5m required to meet the network service standards stipulated under S5.1 or any other service standards required under the jurisdictional regulatory instruments (the Victorian code).
0
Regulatory Investment Test is not compulsory for this business case, but recommended.
Benefits
1 | Value of Electricity to Customers (VCR) | Rule 5.17.1 (c) 4 (ii) | Probability % | 2019 | 2020 | 2021 | 2022 | 2023 | 2024 | 2025 | 2026 | 2027 | 2028 | 2029 | 2030 | 2031 | 2032 | 2033 | 2034 | 2035 | 2036 | 2037 | 2038
| "Status Quo" Reference Case | (MWh) |  | 1000 | 1000 | 1000 | 1000 | 1000 | 1000 | 1000 | 1000 | 1000 | 1000 | 1000 | 1000 | 1000 | 1000 | 1000 | 1000 | 1000 | 1000 | 1000 | 1000
| Option 1: Perform Manual Neutral Integrity where UE Meters are Removed | (MWh) |  | 1000 | 1000 | 1000 | 1000 | 1000 | 1000 | 1000 | 1000 | 1000 | 1000 | 1000 | 1000 | 1000 | 1000 | 1000 | 1000 | 1000 | 1000 | 1000 | 1000
| Option 2: Replace / Install Network Devices | (MWh) |  | 1000 | 1000 | 1000 | 1000 | 1000 | 1000 | 1000 | 1000 | 1000 | 1000 | 1000 | 1000 | 1000 | 1000 | 1000 | 1000 | 1000 | 1000 | 1000 | 1000
| Option 3: Replace / Install 80% Network Devices, Purchase the Remaining 20% of the AMI data and Control Functionality | (MWh) |  | 1000 | 1000 | 1000 | 1000 | 1000 | 1000 | 1000 | 1000 | 1000 | 1000 | 1000 | 1000 | 1000 | 1000 | 1000 | 1000 | 1000 | 1000 | 1000 | 1000
| Option 4: | (MWh) |  | 1000 | 1000 | 1000 | 1000 | 1000 | 1000 | 1000 | 1000 | 1000 | 1000 | 1000 | 1000 | 1000 | 1000 | 1000 | 1000 | 1000 | 1000 | 1000 | 1000
| Option 5: | (MWh) |  | 1000 | 1000 | 1000 | 1000 | 1000 | 1000 | 1000 | 1000 | 1000 | 1000 | 1000 | 1000 | 1000 | 1000 | 1000 | 1000 | 1000 | 1000 | 1000 | 1000
0
2 | Changes in Voluntary Load Curtailment | Rule 5.17.1 (c) 4 (i) |  | 2019 | 2020 | 2021 | 2022 | 2023 | 2024 | 2025 | 2026 | 2027 | 2028 | 2029 | 2030 | 2031 | 2032 | 2033 | 2034 | 2035 | 2036 | 2037 | 2038
| "Status Quo" Reference Case | (MWh)
| Option 1: Perform Manual Neutral Integrity where UE Meters are Removed | (MWh)
| Option 2: Replace / Install Network Devices | (MWh)
| Option 3: Replace / Install 80% Network Devices, Purchase the Remaining 20% of the AMI data and Control Functionality | (MWh)
| Option 4: | (MWh)
| Option 5: | (MWh)
3 | Changes in Costs to Other Parties | Rule 5.17.1 (c) 4 (iii) |  | 2019 | 2020 | 2021 | 2022 | 2023 | 2024 | 2025 | 2026 | 2027 | 2028 | 2029 | 2030 | 2031 | 2032 | 2033 | 2034 | 2035 | 2036 | 2037 | 2038
| "Status Quo" Reference Case | ($000)
| Option 1: Perform Manual Neutral Integrity where UE Meters are Removed | ($000)
| Option 2: Replace / Install Network Devices | ($000)
| Option 3: Replace / Install 80% Network Devices, Purchase the Remaining 20% of the AMI data and Control Functionality | ($000)
| Option 4: | ($000)
| Option 5: | ($000)
4 | Difference in Timing (capex) | Rule 5.17.1 (c) 4 (iv) |  | 2019 | 2020 | 2021 | 2022 | 2023 | 2024 | 2025 | 2026 | 2027 | 2028 | 2029 | 2030 | 2031 | 2032 | 2033 | 2034 | 2035 | 2036 | 2037 | 2038
| "Status Quo" Reference Case | Pending AER guideline
| Option 1: Perform Manual Neutral Integrity where UE Meters are Removed | Pending AER guideline
| Option 2: Replace / Install Network Devices | Pending AER guideline
| Option 3: Replace / Install 80% Network Devices, Purchase the Remaining 20% of the AMI data and Control Functionality | Pending AER guideline
| Option 4: | Pending AER guideline
| Option 5: | Pending AER guideline
5 | Changes in Load Transfer Capacity | Rule 5.17.1 (c) 4 (v) |  | 2019 | 2020 | 2021 | 2022 | 2023 | 2024 | 2025 | 2026 | 2027 | 2028 | 2029 | 2030 | 2031 | 2032 | 2033 | 2034 | 2035 | 2036 | 2037 | 2038
| "Status Quo" Reference Case | (MWh)
| Option 1: Perform Manual Neutral Integrity where UE Meters are Removed | (MWh)
| Option 2: Replace / Install Network Devices | (MWh)
| Option 3: Replace / Install 80% Network Devices, Purchase the Remaining 20% of the AMI data and Control Functionality | (MWh)
| Option 4: | (MWh)
| Option 5: | (MWh)
6 | Option Value | Rule 5.17.1 (c) 4 (vi) |  | 2019 | 2020 | 2021 | 2022 | 2023 | 2024 | 2025 | 2026 | 2027 | 2028 | 2029 | 2030 | 2031 | 2032 | 2033 | 2034 | 2035 | 2036 | 2037 | 2038
| "Status Quo" Reference Case | Pending AER guideline
| Option 1: Perform Manual Neutral Integrity where UE Meters are Removed | Pending AER guideline
| Option 2: Replace / Install Network Devices | Pending AER guideline
| Option 3: Replace / Install 80% Network Devices, Purchase the Remaining 20% of the AMI data and Control Functionality | Pending AER guideline
| Option 4: | Pending AER guideline
| Option 5: | Pending AER guideline
7 | Avoided Network Losses | Rule 5.17.1 (c) 4 (vii) |  | 2019 | 2020 | 2021 | 2022 | 2023 | 2024 | 2025 | 2026 | 2027 | 2028 | 2029 | 2030 | 2031 | 2032 | 2033 | 2034 | 2035 | 2036 | 2037 | 2038
| "Status Quo" Reference Case | (MWh)
| Option 1: Perform Manual Neutral Integrity where UE Meters are Removed | (MWh)
| Option 2: Replace / Install Network Devices | (MWh)
| Option 3: Replace / Install 80% Network Devices, Purchase the Remaining 20% of the AMI data and Control Functionality | (MWh)
| Option 4: | (MWh)
| Option 5: | (MWh)
8 | Other Benefits | Rule 5.17.1 (c) 4 (viii) |  | 2019 | 2020 | 2021 | 2022 | 2023 | 2024 | 2025 | 2026 | 2027 | 2028 | 2029 | 2030 | 2031 | 2032 | 2033 | 2034 | 2035 | 2036 | 2037 | 2038
| "Status Quo" Reference Case | To be determined by the AER
| Option 1: Perform Manual Neutral Integrity where UE Meters are Removed | To be determined by the AER
| Option 2: Replace / Install Network Devices | To be determined by the AER
| Option 3: Replace / Install 80% Network Devices, Purchase the Remaining 20% of the AMI data and Control Functionality | To be determined by the AER
| Option 4: | To be determined by the AER
| Option 5: | To be determined by the AER
Benefits that may be considered if RIT-D is NOT compulsory
*(Not for the use of regulatory compliance but for internal advisory purposes only)
| Avoided Environmental Impact |  |  | 2019 | 2020 | 2021 | 2022 | 2023 | 2024 | 2025 | 2026 | 2027 | 2028 | 2029 | 2030 | 2031 | 2032 | 2033 | 2034 | 2035 | 2036 | 2037 | 2038
| "Status Quo" Reference Case | ($000)
| Option 1: Perform Manual Neutral Integrity where UE Meters are Removed | ($000)
| Option 2: Replace / Install Network Devices | ($000)
| Option 3: Replace / Install 80% Network Devices, Purchase the Remaining 20% of the AMI data and Control Functionality | ($000)
| Option 4: | ($000)
| Option 5: | ($000)
| Community Health and Safety |  |  | 2019 | 2020 | 2021 | 2022 | 2023 | 2024 | 2025 | 2026 | 2027 | 2028 | 2029 | 2030 | 2031 | 2032 | 2033 | 2034 | 2035 | 2036 | 2037 | 2038
| "Status Quo" Reference Case | ($000)
| Option 1: Perform Manual Neutral Integrity where UE Meters are Removed | ($000)
| Option 2: Replace / Install Network Devices | ($000)
| Option 3: Replace / Install 80% Network Devices, Purchase the Remaining 20% of the AMI data and Control Functionality | ($000)
| Option 4: | ($000)
| Option 5: | ($000)
| Other Benefits |  |  | 2019 | 2020 | 2021 | 2022 | 2023 | 2024 | 2025 | 2026 | 2027 | 2028 | 2029 | 2030 | 2031 | 2032 | 2033 | 2034 | 2035 | 2036 | 2037 | 2038
| "Status Quo" Reference Case | ($000)
| Option 1: Perform Manual Neutral Integrity where UE Meters are Removed | ($000)
| Option 2: Replace / Install Network Devices | ($000)
| Option 3: Replace / Install 80% Network Devices, Purchase the Remaining 20% of the AMI data and Control Functionality | ($000)
| Option 4: | ($000)
| Option 5: | ($000)
Costs
| Annualised Costs - Asset Useful Life* | Rule 5.17.1 (c) 6 (i) | 2017 | 2018 | 2019 | 2020 | 2021 | 2022
| "Status Quo" Reference Case | (years)
| Option 1: Perform Manual Neutral Integrity where UE Meters are Removed | (years)
| Option 2: Replace / Install Network Devices | (years)
| Option 3: Replace / Install 80% Network Devices, Purchase the Remaining 20% of the AMI data and Control Functionality | (years)
| Option 4: | (years)
| Option 5: | (years)
* Note (asset useful life):
- to use the asset life of the biggest capex component as a proxy; or
- to use the weighted average asset life for the project.
| O&M Costs | Rule 5.17.1 (c) 6 (ii) |  | 2018 | 2019 | 2020 | 2021 | 2022 | 2023 | 2024 | 2025 | 2026 | 2027 | 2028 | 2029 | 2030 | 2031 | 2032 | 2033 | 2034 | 2035 | 2036 | 2037
| "Status Quo" Reference Case | (% of Capex)
| Option 1: Perform Manual Neutral Integrity where UE Meters are Removed | (% of Capex)
| Option 2: Replace / Install Network Devices | (% of Capex)
| Option 3: Replace / Install 80% Network Devices, Purchase the Remaining 20% of the AMI data and Control Functionality | (% of Capex)
| Option 4: | (% of Capex)
| Option 5: | (% of Capex)
| Compliance and Admin Costs | Rule 5.17.1 (c) 6 (iii)
| "Status Quo" Reference Case | ($000)
| Option 1: Perform Manual Neutral Integrity where UE Meters are Removed | ($000)
| Option 2: Replace / Install Network Devices | ($000)
| Option 3: Replace / Install 80% Network Devices, Purchase the Remaining 20% of the AMI data and Control Functionality | ($000)
| Option 4: | ($000)
| Option 5: | ($000)
| Other Costs | Rule 5.17.1 (c) 6 (iv)
| "Status Quo" Reference Case | To be determined by the AER
| Option 1: Perform Manual Neutral Integrity where UE Meters are Removed | To be determined by the AER
| Option 2: Replace / Install Network Devices | To be determined by the AER
| Option 3: Replace / Install 80% Network Devices, Purchase the Remaining 20% of the AMI data and Control Functionality | To be determined by the AER
| Option 4: | To be determined by the AER
| Option 5: | To be determined by the AER
Sensitivity Analysis
| Sensitivity testing level | 2
|  |  |  | Capex | Opex | Discount Rate | SAIDI | SAIFI | MAIFI
|  |  | Best Case Scenario | 2018: -10%; 2019: -10%; 2020: -1%; 2021: -10%; 2022: -10%; 2023: -10%
|  |  | Worst Case Scenario | 2018: 10%; 2019: 10%; 2020: 1%; 2021: -10%; 2022: -10%; 2023: -10%
Note: User defined allows the use to determine the most likely uppper and lower bounds of the sensitivity analysis
Note: If using the 'User Defined' all variables must be must be over-written (base assumption is zero)
Version 1.3 |  | Date Issued | 2014-11-13 | 2020: Review Date; 2021: 2015-11-13; 2023: Printed on 4/1/2016
Note on D214: Note: Avoided cost of energy at risk
Note on D230: Note: Only the difference in costs are to be included
Note on D246: Note: changes in load transfer capacity and the capacity of Embedded Generators to take up load
Note on D262: Note: Avoided cost of energy lost

## Failure over time
CB
47.88%
| 2016 | 2017 | 2018 | 2019 | 2020 | 2021 | 2022 | 2023 | 2024 | 2025 | 2026 | 2027 | 2028 | 2029 | 2030 | 2031
Years | 1 | 2 | 3 | 4 | 5 | 6 | 7 | 8 | 9 | 10 | 11 | 12 | 13 | 14 | 15 | 16
Probability of failure | 0% | 0% | 0% | 0% | 0% | 0% | 0% | 0% | 0% | 0% | 0%
1/2 BUS
34.93%
Years | 1 | 2 | 3 | 4 | 5 | 6 | 7 | 8 | 9 | 10 | 11 | 12 | 13 | 14 | 15 | 16
Probability of failure | 0% | 0% | 0% | 0% | 0% | 0% | 0% | 0% | 0% | 0% | 0%
BUS TRIP
31.1%
Years | 1 | 2 | 3 | 4 | 5 | 6 | 7 | 8 | 9 | 10 | 11 | 12 | 13 | 14 | 15 | 16
Probability of failure | 0% | 0% | 0% | 0% | 0% | 0% | 0% | 0% | 0% | 0% | 0%
ZSS
58.5%
Years | 1 | 2 | 3 | 4 | 5 | 6 | 7 | 8 | 9 | 10 | 11 | 12 | 13 | 14 | 15 | 16
Probability of failure | 0% | 0% | 0% | 0% | 0% | 0% | 0% | 0% | 0% | 0% | 0%
[17 empty] | 24 | 25 | 26
[17 empty] | 0% | 0% | 0%

## Calculations
| $000, nominal |  |  | CAPITAL EXPENDITURE PROPOSAL
|  | Input in real2015$ |  | DNSP Intelligent Network Device
| Discount Rate |  | 8.67%
|  |  |  | 2017 | 2018 | 2019 | 2020 | 2021 | 2022 | 2023 | 2024 | 2025 | 2026 | 2027 | 2028 | 2029 | 2030 | 2031 | 2032 | 2033 | 2034 | 2035 | 2036 | 2037 | 2038
|  |  | t= | 0 | 1 | 2 | 3 | 4 | 5 | 6 | 7 | 8 | 9 | 10 | 11 | 12 | 13 | 14 | 15 | 16 | 17 | 18 | 19 | 20 | 20
| Inflation (%) |  | 1.94% | 1.94% | 1.94% | 1.94% | 1.94% | 1.94% | 1.94% | 1.94% | 1.94% | 1.94% | 1.94% | 1.94% | 1.94% | 1.94% | 1.94% | 1.94% | 1.94% | 1.94% | 1.94% | 1.94% | 1.94% | 1.94% | 1.94%
| Discount index |  |  | 1.1809 | 1.2833 | 1.3946 | 1.5155 | 1.6469 | 1.7896 | 1.9448 | 2.1134 | 2.2967 | 2.4958 | 2.7122 | 2.9473 | 3.2028 | 3.4805 | 3.7823 | 4.1102 | 4.4666 | 4.8538 | 5.2746 | 5.732 | 6.2289 | 6.769
| Inflation Index |  |  | 1.0392 | 1.0593 | 1.0799 | 1.1008 | 1.1222 | 1.144 | 1.1662 | 1.1888 | 1.2118 | 1.2354 | 1.2593 | 1.2837 | 1.3087 | 1.334 | 1.3599 | 1.3863 | 1.4132 | 1.4406 | 1.4686 | 1.4971 | 1.5261 | 1.5557
"Status Quo" Reference Case
|  | Capital Costs | 0 | 0 | 0 | 0 | 0 | 0 | 0 | 0 | 0 | 0 | 0 | 0 | 0 | 0 | 0 | 0 | 0 | 0 | 0 | 0 | 0 | 0 | 0
|  | Maintenance Costs | 0 | 0 | 0 | 0 | 0 | 0 | 0 | 0 | 0 | 0 | 0 | 0 | 0 | 0 | 0 | 0 | 0 | 0 | 0 | 0 | 0 | 0 | 0
Negative Impact on Revenue (STPIS)
|  | SAIFI sustained | 0 | 0 | 0 | 0 | 0 | 0 | 0 | 0 | 0 | 0 | 0 | 0 | 0 | 0 | 0 | 0 | 0 | 0 | 0 | 0 | 0 | 0 | 0
|  | SAIDI accidental | 0 | 0 | 0 | 0 | 0 | 0 | 0 | 0 | 0 | 0 | 0 | 0 | 0 | 0 | 0 | 0 | 0 | 0 | 0 | 0 | 0 | 0 | 0
|  | MAIFI momentary | 0 | 0 | 0 | 0 | 0 | 0 | 0 | 0 | 0 | 0 | 0 | 0 | 0 | 0 | 0 | 0 | 0 | 0 | 0 | 0 | 0 | 0 | 0
|  | Call centre response | 0 | 0 | 0 | 0 | 0 | 0 | 0 | 0 | 0 | 0 | 0 | 0 | 0 | 0 | 0 | 0 | 0 | 0 | 0 | 0 | 0 | 0 | 0
|  | Network Outage Costs | 0 | 0 | 0 | 0 | 0 | 0 | 0 | 0 | 0 | 0 | 0 | 0 | 0 | 0 | 0 | 0 | 0 | 0 | 0 | 0 | 0 | 0 | 0
|  | Loss of F Factor Benefit | 0 | 0 | 0 | 0 | 0 | 0 | 0 | 0 | 0 | 0 | 0 | 0 | 0 | 0 | 0 | 0 | 0 | 0 | 0 | 0 | 0 | 0 | 0
|  | Cost 1 | 0 | 0 | 0 | 0 | 0 | 0 | 0 | 0 | 0 | 0 | 0 | 0 | 0 | 0 | 0 | 0 | 0 | 0 | 0 | 0 | 0 | 0 | 0
|  | Cost 2 | 0 | 0 | 0 | 0 | 0 | 0 | 0 | 0 | 0 | 0 | 0 | 0 | 0 | 0 | 0 | 0 | 0 | 0 | 0 | 0 | 0 | 0 | 0
|  | Cost 3 | 0 | 0 | 0 | 0 | 0 | 0 | 0 | 0 | 0 | 0 | 0 | 0 | 0 | 0 | 0 | 0 | 0 | 0 | 0 | 0 | 0 | 0 | 0
|  | Cost 4 | 0 | 0 | 0 | 0 | 0 | 0 | 0 | 0 | 0 | 0 | 0 | 0 | 0 | 0 | 0 | 0 | 0 | 0 | 0 | 0 | 0 | 0 | 0
|  | Cost 5 | 0 | 0 | 0 | 0 | 0 | 0 | 0 | 0 | 0 | 0 | 0 | 0 | 0 | 0 | 0 | 0 | 0 | 0 | 0 | 0 | 0 | 0 | 0
|  | Risk 1 | 0 | 0 | 0 | 0 | 0 | 0 | 0 | 0 | 0 | 0 | 0 | 0 | 0 | 0 | 0 | 0 | 0 | 0 | 0 | 0 | 0 | 0 | 0
|  | Risk 2 | 0 | 0 | 0 | 0 | 0 | 0 | 0 | 0 | 0 | 0 | 0 | 0 | 0 | 0 | 0 | 0 | 0 | 0 | 0 | 0 | 0 | 0 | 0
|  | Risk 3 | 0 | 0 | 0 | 0 | 0 | 0 | 0 | 0 | 0 | 0 | 0 | 0 | 0 | 0 | 0 | 0 | 0 | 0 | 0 | 0 | 0 | 0 | 0
|  | Risk 4 | 0 | 0 | 0 | 0 | 0 | 0 | 0 | 0 | 0 | 0 | 0 | 0 | 0 | 0 | 0 | 0 | 0 | 0 | 0 | 0 | 0 | 0 | 0
|  | Risk 5 | 0 | 0 | 0 | 0 | 0 | 0 | 0 | 0 | 0 | 0 | 0 | 0 | 0 | 0 | 0 | 0 | 0 | 0 | 0 | 0 | 0 | 0 | 0
|  | Total Costs | 0 | 0 | 0 | 0 | 0 | 0 | 0 | 0 | 0 | 0 | 0 | 0 | 0 | 0 | 0 | 0 | 0 | 0 | 0 | 0 | 0 | 0 | 0
|  | Present Value (PV) of Total Costs | 0 | 0 | 0 | 0 | 0 | 0 | 0 | 0 | 0 | 0 | 0 | 0 | 0 | 0 | 0 | 0 | 0 | 0 | 0 | 0 | 0 | 0 | 0
Option 1: Perform Manual Neutral Integrity where UE Meters are Removed
|  | Capital Costs | 5152.3035 | 0 | 105.9336 | 118.7876 | 132.1005 | 145.8852 | 160.155 | 174.9236 | 190.2049 | 206.0133 | 222.3635 | 239.2705 | 256.7498 | 274.8173 | 293.4892 | 312.7821 | 332.7131 | 353.2998 | 374.5599 | 396.512 | 419.1749 | 442.5678 | 0
|  | Maintenance Costs | 0 | 0 | 0 | 0 | 0 | 0 | 0 | 0 | 0 | 0 | 0 | 0 | 0 | 0 | 0 | 0 | 0 | 0 | 0 | 0 | 0 | 0 | 0
Negative Impact on Revenue (STPIS)
|  | SAIFI sustained | 0 | 0 | 0 | 0 | 0 | 0 | 0 | 0 | 0 | 0 | 0 | 0 | 0 | 0 | 0 | 0 | 0 | 0 | 0 | 0 | 0 | 0 | 0
|  | SAIDI accidental | 0 | 0 | 0 | 0 | 0 | 0 | 0 | 0 | 0 | 0 | 0 | 0 | 0 | 0 | 0 | 0 | 0 | 0 | 0 | 0 | 0 | 0 | 0
|  | MAIFI momentary | 0 | 0 | 0 | 0 | 0 | 0 | 0 | 0 | 0 | 0 | 0 | 0 | 0 | 0 | 0 | 0 | 0 | 0 | 0 | 0 | 0 | 0 | 0
|  | Call centre response | 0 | 0 | 0 | 0 | 0 | 0 | 0 | 0 | 0 | 0 | 0 | 0 | 0 | 0 | 0 | 0 | 0 | 0 | 0 | 0 | 0 | 0 | 0
|  | Network Outage Costs | 0 | 0 | 0 | 0 | 0 | 0 | 0 | 0 | 0 | 0 | 0 | 0 | 0 | 0 | 0 | 0 | 0 | 0 | 0 | 0 | 0 | 0 | 0
|  | Loss of F Factor Benefit | 0 | 0 | 0 | 0 | 0 | 0 | 0 | 0 | 0 | 0 | 0 | 0 | 0 | 0 | 0 | 0 | 0 | 0 | 0 | 0 | 0 | 0 | 0
|  | Neutral integrity Testing (NIT) reverted to Manual Testing 10 years after 1 December 2017 - Assume start manual NIT in 2027. | 18084.8198 | 0 | 0 | 0 | 0 | 0 | 0 | 0 | 0 | 0 | 0 | 125.722 | 1537.3819 | 1585.4436 | 1635.5881 | 1687.9893 | 1742.6399 | 1799.6236 | 1859.0268 | 1920.9386 | 1985.4512 | 2205.0148 | 0
|  | Ping Real Time confirmation Customer Power is on/off - Avoided LV Truck Roll Outs = $20M over 10 years, Therefore $2M p.a. Therefore utilise % to work out cost e.g. 2017 implies 499 * 2000/ (650,000 + 499). | 4696.565 | 0 | 20.5299 | 40.107 | 60.3149 | 80.955 | 102.0226 | 123.5425 | 145.522 | 167.9732 | 190.9079 | 214.3385 | 238.2774 | 262.7372 | 287.7309 | 313.2717 | 339.3728 | 366.0479 | 393.3109 | 421.1759 | 449.6572 | 478.7696 | 0
|  | Cost 3 | 0 | 0 | 0 | 0 | 0 | 0 | 0 | 0 | 0 | 0 | 0 | 0 | 0 | 0 | 0 | 0 | 0 | 0 | 0 | 0 | 0 | 0 | 0
|  | Cost 4 | 0 | 0 | 0 | 0 | 0 | 0 | 0 | 0 | 0 | 0 | 0 | 0 | 0 | 0 | 0 | 0 | 0 | 0 | 0 | 0 | 0 | 0 | 0
|  | Cost 5 | 0 | 0 | 0 | 0 | 0 | 0 | 0 | 0 | 0 | 0 | 0 | 0 | 0 | 0 | 0 | 0 | 0 | 0 | 0 | 0 | 0 | 0 | 0
|  | Risk 1 | 0 | 0 | 0 | 0 | 0 | 0 | 0 | 0 | 0 | 0 | 0 | 0 | 0 | 0 | 0 | 0 | 0 | 0 | 0 | 0 | 0 | 0 | 0
|  | Risk 2 | 0 | 0 | 0 | 0 | 0 | 0 | 0 | 0 | 0 | 0 | 0 | 0 | 0 | 0 | 0 | 0 | 0 | 0 | 0 | 0 | 0 | 0 | 0
|  | Risk 3 | 0 | 0 | 0 | 0 | 0 | 0 | 0 | 0 | 0 | 0 | 0 | 0 | 0 | 0 | 0 | 0 | 0 | 0 | 0 | 0 | 0 | 0 | 0
|  | Risk 4 | 0 | 0 | 0 | 0 | 0 | 0 | 0 | 0 | 0 | 0 | 0 | 0 | 0 | 0 | 0 | 0 | 0 | 0 | 0 | 0 | 0 | 0 | 0
|  | Risk 5 | 0 | 0 | 0 | 0 | 0 | 0 | 0 | 0 | 0 | 0 | 0 | 0 | 0 | 0 | 0 | 0 | 0 | 0 | 0 | 0 | 0 | 0 | 0
|  | Total Costs | 27933.6884 | 0 | 126.4636 | 158.8946 | 192.4154 | 226.8402 | 262.1776 | 298.466 | 335.7269 | 373.9865 | 413.2714 | 579.3309 | 2032.4091 | 2122.9981 | 2216.8082 | 2314.0431 | 2414.7259 | 2518.9713 | 2626.8976 | 2738.6265 | 2854.2833 | 3126.3522 | 0
|  | Present Value (PV) of Total Costs | 7290.9321 | 0 | 98.5454 | 113.9385 | 126.9672 | 137.7406 | 146.4967 | 153.4679 | 158.8544 | 162.8393 | 165.588 | 213.6047 | 689.5813 | 662.8485 | 636.9174 | 611.8103 | 587.4941 | 563.9612 | 541.2021 | 519.2057 | 497.9595 | 501.9093 | 0
Option 2: Replace / Install Network Devices
|  | Capital Costs | 5510.9096 | 470.1477 | 1621.5979 | 1679.6716 | 1739.4924 | 0 | 0 | 0 | 0 | 0 | 0 | 0 | 0 | 0 | 0 | 0 | 0 | 0 | 0 | 0 | 0 | 0 | 0
|  | Maintenance Costs | 0 | 0 | 0 | 0 | 0 | 0 | 0 | 0 | 0 | 0 | 0 | 0 | 0 | 0 | 0 | 0 | 0 | 0 | 0 | 0 | 0 | 0 | 0
Negative Impact on Revenue (STPIS)
|  | SAIFI sustained | 0 | 0 | 0 | 0 | 0 | 0 | 0 | 0 | 0 | 0 | 0 | 0 | 0 | 0 | 0 | 0 | 0 | 0 | 0 | 0 | 0 | 0 | 0
|  | SAIDI accidental | 0 | 0 | 0 | 0 | 0 | 0 | 0 | 0 | 0 | 0 | 0 | 0 | 0 | 0 | 0 | 0 | 0 | 0 | 0 | 0 | 0 | 0 | 0
|  | MAIFI momentary | 0 | 0 | 0 | 0 | 0 | 0 | 0 | 0 | 0 | 0 | 0 | 0 | 0 | 0 | 0 | 0 | 0 | 0 | 0 | 0 | 0 | 0 | 0
|  | Call centre response | 0 | 0 | 0 | 0 | 0 | 0 | 0 | 0 | 0 | 0 | 0 | 0 | 0 | 0 | 0 | 0 | 0 | 0 | 0 | 0 | 0 | 0 | 0
|  | Network Outage Costs | 0 | 0 | 0 | 0 | 0 | 0 | 0 | 0 | 0 | 0 | 0 | 0 | 0 | 0 | 0 | 0 | 0 | 0 | 0 | 0 | 0 | 0 | 0
|  | Loss of F Factor Benefit | 0 | 0 | 0 | 0 | 0 | 0 | 0 | 0 | 0 | 0 | 0 | 0 | 0 | 0 | 0 | 0 | 0 | 0 | 0 | 0 | 0 | 0 | 0
|  | Cost 1 | 0 | 0 | 0 | 0 | 0 | 0 | 0 | 0 | 0 | 0 | 0 | 0 | 0 | 0 | 0 | 0 | 0 | 0 | 0 | 0 | 0 | 0 | 0
|  | Cost 2 | 0 | 0 | 0 | 0 | 0 | 0 | 0 | 0 | 0 | 0 | 0 | 0 | 0 | 0 | 0 | 0 | 0 | 0 | 0 | 0 | 0 | 0 | 0
|  | Cost 3 | 0 | 0 | 0 | 0 | 0 | 0 | 0 | 0 | 0 | 0 | 0 | 0 | 0 | 0 | 0 | 0 | 0 | 0 | 0 | 0 | 0 | 0 | 0
|  | Cost 4 | 0 | 0 | 0 | 0 | 0 | 0 | 0 | 0 | 0 | 0 | 0 | 0 | 0 | 0 | 0 | 0 | 0 | 0 | 0 | 0 | 0 | 0 | 0
|  | Cost 5 | 0 | 0 | 0 | 0 | 0 | 0 | 0 | 0 | 0 | 0 | 0 | 0 | 0 | 0 | 0 | 0 | 0 | 0 | 0 | 0 | 0 | 0 | 0
|  | Risk 1 | 0 | 0 | 0 | 0 | 0 | 0 | 0 | 0 | 0 | 0 | 0 | 0 | 0 | 0 | 0 | 0 | 0 | 0 | 0 | 0 | 0 | 0 | 0
|  | Risk 2 | 0 | 0 | 0 | 0 | 0 | 0 | 0 | 0 | 0 | 0 | 0 | 0 | 0 | 0 | 0 | 0 | 0 | 0 | 0 | 0 | 0 | 0 | 0
|  | Risk 3 | 0 | 0 | 0 | 0 | 0 | 0 | 0 | 0 | 0 | 0 | 0 | 0 | 0 | 0 | 0 | 0 | 0 | 0 | 0 | 0 | 0 | 0 | 0
|  | Risk 4 | 0 | 0 | 0 | 0 | 0 | 0 | 0 | 0 | 0 | 0 | 0 | 0 | 0 | 0 | 0 | 0 | 0 | 0 | 0 | 0 | 0 | 0 | 0
|  | Risk 5 | 0 | 0 | 0 | 0 | 0 | 0 | 0 | 0 | 0 | 0 | 0 | 0 | 0 | 0 | 0 | 0 | 0 | 0 | 0 | 0 | 0 | 0 | 0
|  | Total Costs | 5510.9096 | 470.1477 | 1621.5979 | 1679.6716 | 1739.4924 | 0 | 0 | 0 | 0 | 0 | 0 | 0 | 0 | 0 | 0 | 0 | 0 | 0 | 0 | 0 | 0 | 0 | 0
|  | Present Value (PV) of Total Costs | 4013.9967 | 398.1209 | 1263.6133 | 1204.4415 | 1147.8211 | 0 | 0 | 0 | 0 | 0 | 0 | 0 | 0 | 0 | 0 | 0 | 0 | 0 | 0 | 0 | 0 | 0 | 0
Option 3: Replace / Install 80% Network Devices, Purchase the Remaining 20% of the AMI data and Control Functionality
|  | Capital Costs | 9588.6177 | 3265.0921 | 2507.4492 | 1402.7739 | 1454.2061 | 29.177 | 32.031 | 34.9847 | 38.041 | 41.2027 | 44.4727 | 47.8541 | 51.35 | 54.9635 | 58.6978 | 62.5564 | 66.5426 | 70.66 | 74.912 | 79.3024 | 83.835 | 88.5136 | 0
|  | Maintenance Costs | 0 | 0 | 0 | 0 | 0 | 0 | 0 | 0 | 0 | 0 | 0 | 0 | 0 | 0 | 0 | 0 | 0 | 0 | 0 | 0 | 0 | 0 | 0
Negative Impact on Revenue (STPIS)
|  | SAIFI sustained | 0 | 0 | 0 | 0 | 0 | 0 | 0 | 0 | 0 | 0 | 0 | 0 | 0 | 0 | 0 | 0 | 0 | 0 | 0 | 0 | 0 | 0 | 0
|  | SAIDI accidental | 0 | 0 | 0 | 0 | 0 | 0 | 0 | 0 | 0 | 0 | 0 | 0 | 0 | 0 | 0 | 0 | 0 | 0 | 0 | 0 | 0 | 0 | 0
|  | MAIFI momentary | 0 | 0 | 0 | 0 | 0 | 0 | 0 | 0 | 0 | 0 | 0 | 0 | 0 | 0 | 0 | 0 | 0 | 0 | 0 | 0 | 0 | 0 | 0
|  | Call centre response | 0 | 0 | 0 | 0 | 0 | 0 | 0 | 0 | 0 | 0 | 0 | 0 | 0 | 0 | 0 | 0 | 0 | 0 | 0 | 0 | 0 | 0 | 0
|  | Network Outage Costs | 0 | 0 | 0 | 0 | 0 | 0 | 0 | 0 | 0 | 0 | 0 | 0 | 0 | 0 | 0 | 0 | 0 | 0 | 0 | 0 | 0 | 0 | 0
|  | Loss of F Factor Benefit | 0 | 0 | 0 | 0 | 0 | 0 | 0 | 0 | 0 | 0 | 0 | 0 | 0 | 0 | 0 | 0 | 0 | 0 | 0 | 0 | 0 | 0 | 0
|  | Need to Neutral Inegrity Test 1/5 of the services where data is acquired from non-UE Meter Data Provider | 3616.964 | 0 | 0 | 0 | 0 | 0 | 0 | 0 | 0 | 0 | 0 | 25.1444 | 307.4764 | 317.0887 | 327.1176 | 337.5979 | 348.528 | 359.9247 | 371.8054 | 384.1877 | 397.0902 | 441.003 | 0
|  | Cost 2 | 0 | 0 | 0 | 0 | 0 | 0 | 0 | 0 | 0 | 0 | 0 | 0 | 0 | 0 | 0 | 0 | 0 | 0 | 0 | 0 | 0 | 0 | 0
|  | Cost 3 | 0 | 0 | 0 | 0 | 0 | 0 | 0 | 0 | 0 | 0 | 0 | 0 | 0 | 0 | 0 | 0 | 0 | 0 | 0 | 0 | 0 | 0 | 0
|  | Cost 4 | 0 | 0 | 0 | 0 | 0 | 0 | 0 | 0 | 0 | 0 | 0 | 0 | 0 | 0 | 0 | 0 | 0 | 0 | 0 | 0 | 0 | 0 | 0
|  | Cost 5 | 0 | 0 | 0 | 0 | 0 | 0 | 0 | 0 | 0 | 0 | 0 | 0 | 0 | 0 | 0 | 0 | 0 | 0 | 0 | 0 | 0 | 0 | 0
|  | Risk 1 | 0 | 0 | 0 | 0 | 0 | 0 | 0 | 0 | 0 | 0 | 0 | 0 | 0 | 0 | 0 | 0 | 0 | 0 | 0 | 0 | 0 | 0 | 0
|  | Risk 2 | 0 | 0 | 0 | 0 | 0 | 0 | 0 | 0 | 0 | 0 | 0 | 0 | 0 | 0 | 0 | 0 | 0 | 0 | 0 | 0 | 0 | 0 | 0
|  | Risk 3 | 0 | 0 | 0 | 0 | 0 | 0 | 0 | 0 | 0 | 0 | 0 | 0 | 0 | 0 | 0 | 0 | 0 | 0 | 0 | 0 | 0 | 0 | 0
|  | Risk 4 | 0 | 0 | 0 | 0 | 0 | 0 | 0 | 0 | 0 | 0 | 0 | 0 | 0 | 0 | 0 | 0 | 0 | 0 | 0 | 0 | 0 | 0 | 0
|  | Risk 5 | 0 | 0 | 0 | 0 | 0 | 0 | 0 | 0 | 0 | 0 | 0 | 0 | 0 | 0 | 0 | 0 | 0 | 0 | 0 | 0 | 0 | 0 | 0
|  | Total Costs | 13205.5816 | 3265.0921 | 2507.4492 | 1402.7739 | 1454.2061 | 29.177 | 32.031 | 34.9847 | 38.041 | 41.2027 | 44.4727 | 72.9985 | 358.8263 | 372.0522 | 385.8155 | 400.1543 | 415.0706 | 430.5847 | 446.7173 | 463.4901 | 480.9252 | 529.5165 | 0
|  | Present Value (PV) of Total Costs | 7819.2799 | 2764.8788 | 1953.9037 | 1005.8865 | 959.5721 | 17.7167 | 17.8979 | 17.9887 | 17.9997 | 17.9403 | 17.8192 | 26.9152 | 121.7471 | 116.1632 | 110.8497 | 105.7969 | 100.9852 | 96.4017 | 92.0342 | 87.8713 | 83.9024 | 85.0094 | 0
Option 4:
|  | Capital Costs | 0 | 0 | 0 | 0 | 0 | 0 | 0 | 0 | 0 | 0 | 0 | 0 | 0 | 0 | 0 | 0 | 0 | 0 | 0 | 0 | 0 | 0 | 0
|  | Maintenance Costs | 0 | 0 | 0 | 0 | 0 | 0 | 0 | 0 | 0 | 0 | 0 | 0 | 0 | 0 | 0 | 0 | 0 | 0 | 0 | 0 | 0 | 0 | 0
Negative Impact on Revenue (STPIS)
|  | SAIFI sustained | 0 | 0 | 0 | 0 | 0 | 0 | 0 | 0 | 0 | 0 | 0 | 0 | 0 | 0 | 0 | 0 | 0 | 0 | 0 | 0 | 0 | 0 | 0
|  | SAIDI accidental | 0 | 0 | 0 | 0 | 0 | 0 | 0 | 0 | 0 | 0 | 0 | 0 | 0 | 0 | 0 | 0 | 0 | 0 | 0 | 0 | 0 | 0 | 0
|  | MAIFI momentary | 0 | 0 | 0 | 0 | 0 | 0 | 0 | 0 | 0 | 0 | 0 | 0 | 0 | 0 | 0 | 0 | 0 | 0 | 0 | 0 | 0 | 0 | 0
|  | Call centre response | 0 | 0 | 0 | 0 | 0 | 0 | 0 | 0 | 0 | 0 | 0 | 0 | 0 | 0 | 0 | 0 | 0 | 0 | 0 | 0 | 0 | 0 | 0
|  | Network Outage Costs | 0 | 0 | 0 | 0 | 0 | 0 | 0 | 0 | 0 | 0 | 0 | 0 | 0 | 0 | 0 | 0 | 0 | 0 | 0 | 0 | 0 | 0 | 0
|  | Loss of F Factor Benefit | 0 | 0 | 0 | 0 | 0 | 0 | 0 | 0 | 0 | 0 | 0 | 0 | 0 | 0 | 0 | 0 | 0 | 0 | 0 | 0 | 0 | 0 | 0
|  | Cost 1 | 0 | 0 | 0 | 0 | 0 | 0 | 0 | 0 | 0 | 0 | 0 | 0 | 0 | 0 | 0 | 0 | 0 | 0 | 0 | 0 | 0 | 0 | 0
|  | Cost 2 | 0 | 0 | 0 | 0 | 0 | 0 | 0 | 0 | 0 | 0 | 0 | 0 | 0 | 0 | 0 | 0 | 0 | 0 | 0 | 0 | 0 | 0 | 0
|  | Cost 3 | 0 | 0 | 0 | 0 | 0 | 0 | 0 | 0 | 0 | 0 | 0 | 0 | 0 | 0 | 0 | 0 | 0 | 0 | 0 | 0 | 0 | 0 | 0
|  | Cost 4 | 0 | 0 | 0 | 0 | 0 | 0 | 0 | 0 | 0 | 0 | 0 | 0 | 0 | 0 | 0 | 0 | 0 | 0 | 0 | 0 | 0 | 0 | 0
|  | Cost 5 | 0 | 0 | 0 | 0 | 0 | 0 | 0 | 0 | 0 | 0 | 0 | 0 | 0 | 0 | 0 | 0 | 0 | 0 | 0 | 0 | 0 | 0 | 0
|  | Risk 1 | 0 | 0 | 0 | 0 | 0 | 0 | 0 | 0 | 0 | 0 | 0 | 0 | 0 | 0 | 0 | 0 | 0 | 0 | 0 | 0 | 0 | 0 | 0
|  | Risk 2 | 0 | 0 | 0 | 0 | 0 | 0 | 0 | 0 | 0 | 0 | 0 | 0 | 0 | 0 | 0 | 0 | 0 | 0 | 0 | 0 | 0 | 0 | 0
|  | Risk 3 | 0 | 0 | 0 | 0 | 0 | 0 | 0 | 0 | 0 | 0 | 0 | 0 | 0 | 0 | 0 | 0 | 0 | 0 | 0 | 0 | 0 | 0 | 0
|  | Risk 4 | 0 | 0 | 0 | 0 | 0 | 0 | 0 | 0 | 0 | 0 | 0 | 0 | 0 | 0 | 0 | 0 | 0 | 0 | 0 | 0 | 0 | 0 | 0
|  | Risk 5 | 0 | 0 | 0 | 0 | 0 | 0 | 0 | 0 | 0 | 0 | 0 | 0 | 0 | 0 | 0 | 0 | 0 | 0 | 0 | 0 | 0 | 0 | 0
|  | Total Costs | 0 | 0 | 0 | 0 | 0 | 0 | 0 | 0 | 0 | 0 | 0 | 0 | 0 | 0 | 0 | 0 | 0 | 0 | 0 | 0 | 0 | 0 | 0
|  | Present Value (PV) of Total Costs | 0 | 0 | 0 | 0 | 0 | 0 | 0 | 0 | 0 | 0 | 0 | 0 | 0 | 0 | 0 | 0 | 0 | 0 | 0 | 0 | 0 | 0 | 0
Option 5:
|  | Capital Costs | 0 | 0 | 0 | 0 | 0 | 0 | 0 | 0 | 0 | 0 | 0 | 0 | 0 | 0 | 0 | 0 | 0 | 0 | 0 | 0 | 0 | 0 | 0
|  | Maintenance Costs | 0 | 0 | 0 | 0 | 0 | 0 | 0 | 0 | 0 | 0 | 0 | 0 | 0 | 0 | 0 | 0 | 0 | 0 | 0 | 0 | 0 | 0 | 0
Negative Impact on Revenue (STPIS)
|  | SAIFI sustained | 0 | 0 | 0 | 0 | 0 | 0 | 0 | 0 | 0 | 0 | 0 | 0 | 0 | 0 | 0 | 0 | 0 | 0 | 0 | 0 | 0 | 0 | 0
|  | SAIDI accidental | 0 | 0 | 0 | 0 | 0 | 0 | 0 | 0 | 0 | 0 | 0 | 0 | 0 | 0 | 0 | 0 | 0 | 0 | 0 | 0 | 0 | 0 | 0
|  | MAIFI momentary | 0 | 0 | 0 | 0 | 0 | 0 | 0 | 0 | 0 | 0 | 0 | 0 | 0 | 0 | 0 | 0 | 0 | 0 | 0 | 0 | 0 | 0 | 0
|  | Call centre response | 0 | 0 | 0 | 0 | 0 | 0 | 0 | 0 | 0 | 0 | 0 | 0 | 0 | 0 | 0 | 0 | 0 | 0 | 0 | 0 | 0 | 0 | 0
|  | Network Outage Costs | 0 | 0 | 0 | 0 | 0 | 0 | 0 | 0 | 0 | 0 | 0 | 0 | 0 | 0 | 0 | 0 | 0 | 0 | 0 | 0 | 0 | 0 | 0
|  | Loss of F Factor Benefit | 0 | 0 | 0 | 0 | 0 | 0 | 0 | 0 | 0 | 0 | 0 | 0 | 0 | 0 | 0 | 0 | 0 | 0 | 0 | 0 | 0 | 0 | 0
|  | Cost 1 | 0 | 0 | 0 | 0 | 0 | 0 | 0 | 0 | 0 | 0 | 0 | 0 | 0 | 0 | 0 | 0 | 0 | 0 | 0 | 0 | 0 | 0 | 0
|  | Cost 2 | 0 | 0 | 0 | 0 | 0 | 0 | 0 | 0 | 0 | 0 | 0 | 0 | 0 | 0 | 0 | 0 | 0 | 0 | 0 | 0 | 0 | 0 | 0
|  | Cost 3 | 0 | 0 | 0 | 0 | 0 | 0 | 0 | 0 | 0 | 0 | 0 | 0 | 0 | 0 | 0 | 0 | 0 | 0 | 0 | 0 | 0 | 0 | 0
|  | Cost 4 | 0 | 0 | 0 | 0 | 0 | 0 | 0 | 0 | 0 | 0 | 0 | 0 | 0 | 0 | 0 | 0 | 0 | 0 | 0 | 0 | 0 | 0 | 0
|  | Cost 5 | 0 | 0 | 0 | 0 | 0 | 0 | 0 | 0 | 0 | 0 | 0 | 0 | 0 | 0 | 0 | 0 | 0 | 0 | 0 | 0 | 0 | 0 | 0
|  | Risk 1 | 0 | 0 | 0 | 0 | 0 | 0 | 0 | 0 | 0 | 0 | 0 | 0 | 0 | 0 | 0 | 0 | 0 | 0 | 0 | 0 | 0 | 0 | 0
|  | Risk 2 | 0 | 0 | 0 | 0 | 0 | 0 | 0 | 0 | 0 | 0 | 0 | 0 | 0 | 0 | 0 | 0 | 0 | 0 | 0 | 0 | 0 | 0 | 0
|  | Risk 3 | 0 | 0 | 0 | 0 | 0 | 0 | 0 | 0 | 0 | 0 | 0 | 0 | 0 | 0 | 0 | 0 | 0 | 0 | 0 | 0 | 0 | 0 | 0
|  | Risk 4 | 0 | 0 | 0 | 0 | 0 | 0 | 0 | 0 | 0 | 0 | 0 | 0 | 0 | 0 | 0 | 0 | 0 | 0 | 0 | 0 | 0 | 0 | 0
|  | Risk 5 | 0 | 0 | 0 | 0 | 0 | 0 | 0 | 0 | 0 | 0 | 0 | 0 | 0 | 0 | 0 | 0 | 0 | 0 | 0 | 0 | 0 | 0 | 0
|  | Total Costs | 0 | 0 | 0 | 0 | 0 | 0 | 0 | 0 | 0 | 0 | 0 | 0 | 0 | 0 | 0 | 0 | 0 | 0 | 0 | 0 | 0 | 0 | 0
|  | Present Value (PV) of Total Costs | 0 | 0 | 0 | 0 | 0 | 0 | 0 | 0 | 0 | 0 | 0 | 0 | 0 | 0 | 0 | 0 | 0 | 0 | 0 | 0 | 0 | 0 | 0
Summary
Total Costs
1 |  | "Status Quo" Reference Case |  | 0 | 0 | 0 | 0 | 0 | 0 | 0 | 0 | 0 | 0 | 0 | 0 | 0 | 0 | 0 | 0 | 0 | 0 | 0 | 0 | 0 | 0
2 |  | Option 1: Perform Manual Neutral Integrity where UE Meters are Removed |  | 0 | 126.4636 | 158.8946 | 192.4154 | 226.8402 | 262.1776 | 298.466 | 335.7269 | 373.9865 | 413.2714 | 579.3309 | 2032.4091 | 2122.9981 | 2216.8082 | 2314.0431 | 2414.7259 | 2518.9713 | 2626.8976 | 2738.6265 | 2854.2833 | 3126.3522 | 0
3 |  | Option 2: Replace / Install Network Devices |  | 470.1477 | 1621.5979 | 1679.6716 | 1739.4924 | 0 | 0 | 0 | 0 | 0 | 0 | 0 | 0 | 0 | 0 | 0 | 0 | 0 | 0 | 0 | 0 | 0 | 0
4 |  | Option 3: Replace / Install 80% Network Devices, Purchase the Remaining 20% of the AMI data and Control Functionality |  | 3265.0921 | 2507.4492 | 1402.7739 | 1454.2061 | 29.177 | 32.031 | 34.9847 | 38.041 | 41.2027 | 44.4727 | 72.9985 | 358.8263 | 372.0522 | 385.8155 | 400.1543 | 415.0706 | 430.5847 | 446.7173 | 463.4901 | 480.9252 | 529.5165 | 0
5 |  | Option 4: |  | 0 | 0 | 0 | 0 | 0 | 0 | 0 | 0 | 0 | 0 | 0 | 0 | 0 | 0 | 0 | 0 | 0 | 0 | 0 | 0 | 0 | 0
6 |  | Option 5: |  | 0 | 0 | 0 | 0 | 0 | 0 | 0 | 0 | 0 | 0 | 0 | 0 | 0 | 0 | 0 | 0 | 0 | 0 | 0 | 0 | 0 | 0
PV of Total Costs
1 |  | "Status Quo" Reference Case |  | 0 | 0 | 0 | 0 | 0 | 0 | 0 | 0 | 0 | 0 | 0 | 0 | 0 | 0 | 0 | 0 | 0 | 0 | 0 | 0 | 0 | 0
2 |  | Option 1: Perform Manual Neutral Integrity where UE Meters are Removed |  | 0 | 98.5454 | 113.9385 | 126.9672 | 137.7406 | 146.4967 | 153.4679 | 158.8544 | 162.8393 | 165.588 | 213.6047 | 689.5813 | 662.8485 | 636.9174 | 611.8103 | 587.4941 | 563.9612 | 541.2021 | 519.2057 | 497.9595 | 501.9093 | 0
3 |  | Option 2: Replace / Install Network Devices |  | 398.1209 | 1263.6133 | 1204.4415 | 1147.8211 | 0 | 0 | 0 | 0 | 0 | 0 | 0 | 0 | 0 | 0 | 0 | 0 | 0 | 0 | 0 | 0 | 0 | 0
4 |  | Option 3: Replace / Install 80% Network Devices, Purchase the Remaining 20% of the AMI data and Control Functionality |  | 2764.8788 | 1953.9037 | 1005.8865 | 959.5721 | 17.7167 | 17.8979 | 17.9887 | 17.9997 | 17.9403 | 17.8192 | 26.9152 | 121.7471 | 116.1632 | 110.8497 | 105.7969 | 100.9852 | 96.4017 | 92.0342 | 87.8713 | 83.9024 | 85.0094 | 0
5 |  | Option 4: |  | 0 | 0 | 0 | 0 | 0 | 0 | 0 | 0 | 0 | 0 | 0 | 0 | 0 | 0 | 0 | 0 | 0 | 0 | 0 | 0 | 0 | 0
6 |  | Option 5: |  | 0 | 0 | 0 | 0 | 0 | 0 | 0 | 0 | 0 | 0 | 0 | 0 | 0 | 0 | 0 | 0 | 0 | 0 | 0 | 0 | 0 | 0
Total Capital Costs
1 |  | "Status Quo" Reference Case |  | 0 | 0 | 0 | 0 | 0 | 0 | 0 | 0 | 0 | 0 | 0 | 0 | 0 | 0 | 0 | 0 | 0 | 0 | 0 | 0 | 0 | 0
2 |  | Option 1: Perform Manual Neutral Integrity where UE Meters are Removed |  | 0 | 105.9336 | 118.7876 | 132.1005 | 145.8852 | 160.155 | 174.9236 | 190.2049 | 206.0133 | 222.3635 | 239.2705 | 256.7498 | 274.8173 | 293.4892 | 312.7821 | 332.7131 | 353.2998 | 374.5599 | 396.512 | 419.1749 | 442.5678 | 0
3 |  | Option 2: Replace / Install Network Devices |  | 470.1477 | 1621.5979 | 1679.6716 | 1739.4924 | 0 | 0 | 0 | 0 | 0 | 0 | 0 | 0 | 0 | 0 | 0 | 0 | 0 | 0 | 0 | 0 | 0 | 0
4 |  | Option 3: Replace / Install 80% Network Devices, Purchase the Remaining 20% of the AMI data and Control Functionality |  | 3265.0921 | 2507.4492 | 1402.7739 | 1454.2061 | 29.177 | 32.031 | 34.9847 | 38.041 | 41.2027 | 44.4727 | 47.8541 | 51.35 | 54.9635 | 58.6978 | 62.5564 | 66.5426 | 70.66 | 74.912 | 79.3024 | 83.835 | 88.5136 | 0
5 |  | Option 4: |  | 0 | 0 | 0 | 0 | 0 | 0 | 0 | 0 | 0 | 0 | 0 | 0 | 0 | 0 | 0 | 0 | 0 | 0 | 0 | 0 | 0 | 0
6 |  | Option 5: |  | 0 | 0 | 0 | 0 | 0 | 0 | 0 | 0 | 0 | 0 | 0 | 0 | 0 | 0 | 0 | 0 | 0 | 0 | 0 | 0 | 0 | 0
Differential Analysis between Status Quo and Option 2: Replace / Install Network Devices
|  | Cashflow - Status Quo |  | 0 | 0 | 0 | 0 | 0 | 0 | 0 | 0 | 0 | 0 | 0 | 0 | 0 | 0 | 0 | 0 | 0 | 0 | 0 | 0 | 0 | 0
|  | Cashflow - Option 2: Replace / Install Network Devices |  | -470.1477 | -1621.5979 | -1679.6716 | -1739.4924 | 0 | 0 | 0 | 0 | 0 | 0 | 0 | 0 | 0 | 0 | 0 | 0 | 0 | 0 | 0 | 0 | 0 | 0
|  | Difference in Cashflow |  | -470.1477 | -1621.5979 | -1679.6716 | -1739.4924 | 0 | 0 | 0 | 0 | 0 | 0 | 0 | 0 | 0 | 0 | 0 | 0 | 0 | 0 | 0 | 0 | 0 | 0
|  | PV - Status Quo |  | 0 | 0 | 0 | 0 | 0 | 0 | 0 | 0 | 0 | 0 | 0 | 0 | 0 | 0 | 0 | 0 | 0 | 0 | 0 | 0 | 0 | 0
|  | PV - Option 2: Replace / Install Network Devices |  | -398.1209 | -1263.6133 | -1204.4415 | -1147.8211 | 0 | 0 | 0 | 0 | 0 | 0 | 0 | 0 | 0 | 0 | 0 | 0 | 0 | 0 | 0 | 0 | 0 | 0
|  | Difference in PV |  | -398.1209 | -1263.6133 | -1204.4415 | -1147.8211 | 0 | 0 | 0 | 0 | 0 | 0 | 0 | 0 | 0 | 0 | 0 | 0 | 0 | 0 | 0 | 0 | 0 | 0
|  | Cumulative difference in PV |  | -398.1209 | -1661.7342 | -2866.1757 | -4013.9967 | -4013.9967 | -4013.9967 | -4013.9967 | -4013.9967 | -4013.9967 | -4013.9967 | -4013.9967 | -4013.9967 | -4013.9967 | -4013.9967 | -4013.9967 | -4013.9967 | -4013.9967 | -4013.9967 | -4013.9967 | -4013.9967 | -4013.9967 | -4013.9967
Analysis
|  | PV of Difference in Cashflow | -4013.9967
|  | Internal Rate of Return | 0%
|  | Discounted payback (years) | 21
Cumulative Table
|  |  | "Status Quo" Reference Case | 2017 0: Option 1: Perform Manual Neutral Integrity where UE Meters are Removed; 2018 1: Option 2: Replace / Install Network Devices; 2019 2: Option 3: Replace / Install 80% Network Devices, Purchase the Remaining 20% of the AMI data and Control Functionality; 2020 3: Option 4:; 2021 4: Option 5:
|  | Capital Costs | 0 | 2017 0: 5152.3035; 2018 1: 5510.9096; 2019 2: 9588.6177; 2020 3: 0; 2021 4: 0
|  | Maintenance Costs | 0 | 2017 0: 0; 2018 1: 0; 2019 2: 0; 2020 3: 0; 2021 4: 0
|  | Negative Impact on Revenue (STPIS) | 0 | 2017 0: 0; 2018 1: 0; 2019 2: 0; 2020 3: 0; 2021 4: 0
|  | Network Outage Costs | 0 | 2017 0: 0; 2018 1: 0; 2019 2: 0; 2020 3: 0; 2021 4: 0
|  | Loss of F Factor Benefit | 0 | 2017 0: 0; 2018 1: 0; 2019 2: 0; 2020 3: 0; 2021 4: 0
|  | Cost 1 | 0 | 2017 0: 18084.8198; 2018 1: 0; 2019 2: 3616.964; 2020 3: 0; 2021 4: 0
|  | Cost 2 | 0 | 2017 0: 4696.565; 2018 1: 0; 2019 2: 0; 2020 3: 0; 2021 4: 0
|  | Cost 3 | 0 | 2017 0: 0; 2018 1: 0; 2019 2: 0; 2020 3: 0; 2021 4: 0
|  | Cost 4 | 0 | 2017 0: 0; 2018 1: 0; 2019 2: 0; 2020 3: 0; 2021 4: 0
|  | Cost 5 | 0 | 2017 0: 0; 2018 1: 0; 2019 2: 0; 2020 3: 0; 2021 4: 0
|  | Risk | 0 | 2017 0: 0; 2018 1: 0; 2019 2: 0; 2020 3: 0; 2021 4: 0
|  | Total Costs | 0 | 2017 0: 27933.6884; 2018 1: 5510.9096; 2019 2: 13205.5816; 2020 3: 0; 2021 4: 0
|  | PV of Total Costs |  | 2017 0: 7290.9321; 2018 1: 4013.9967; 2019 2: 7819.2799
|  | Least Cost (PV) | 4013.9967
|  | Least Cost Option | Option 2: Replace / Install Network Devices
Graph & Working Data
|  |  |  | 2017 | 2018 | 2019 | 2020 | 2021 | 2022 | 2023 | 2024 | 2025 | 2026 | 2027
|  |  | 'Status Quo': annual costs | 0 | 0 | 0 | 0 | 0 | 0 | 0 | 0 | 0 | 0 | 0 | 0 | 0 | 0 | 0 | 0 | 0 | 0 | 0 | 0 | 0 | 0
|  |  | Option 2: Replace / Install Network Devices annual costs | 40.7618 | 181.3543 | 326.9819 | 477.7959 | 477.7959 | 477.7959 | 477.7959 | 477.7959 | 477.7959 | 477.7959 | 477.7959 | 477.7959 | 477.7959 | 477.7959 | 477.7959 | 477.7959 | 477.7959 | 477.7959 | 477.7959 | 477.7959 | 477.7959 | 477.7959
|  |  | Option 2: Replace / Install Network Devices PV of costs | 398.1209 | 1263.6133 | 1204.4415 | 1147.8211 | 0 | 0 | 0 | 0 | 0 | 0 | 0 | 0 | 0 | 0 | 0 | 0 | 0 | 0 | 0 | 0 | 0 | 0
"Status Quo" Reference Case
|  |  | Capital Costs | 0 | 0 | 0 | 0 | 0 | 0 | 0 | 0 | 0 | 0 | 0 | 0 | 0 | 0 | 0 | 0 | 0 | 0 | 0 | 0 | 0 | 0
|  |  | Funding Costs | 0 | 0 | 0 | 0 | 0 | 0 | 0 | 0 | 0 | 0 | 0 | 0 | 0 | 0 | 0 | 0 | 0 | 0 | 0 | 0 | 0 | 0
|  |  | Annual Costs | 0 | 0 | 0 | 0 | 0 | 0 | 0 | 0 | 0 | 0 | 0 | 0 | 0 | 0 | 0 | 0 | 0 | 0 | 0 | 0 | 0 | 0
|  |  | Annualised costs | 0 | 0 | 0 | 0 | 0 | 0 | 0 | 0 | 0 | 0 | 0 | 0 | 0 | 0 | 0 | 0 | 0 | 0 | 0 | 0 | 0 | 0
| 3 |  | Recommended Case: Option 2: Replace / Install Network Devices
|  |  | Capital Costs | 470.1477 | 2091.7456 | 3771.4172 | 5510.9096 | 5510.9096 | 5510.9096 | 5510.9096 | 5510.9096 | 5510.9096 | 5510.9096 | 5510.9096 | 5510.9096 | 5510.9096 | 5510.9096 | 5510.9096 | 5510.9096 | 5510.9096 | 5510.9096 | 5510.9096 | 5510.9096 | 5510.9096 | 5510.9096
|  |  | Funding Costs | 40.7618 | 181.3543 | 326.9819 | 477.7959 | 477.7959 | 477.7959 | 477.7959 | 477.7959 | 477.7959 | 477.7959 | 477.7959 | 477.7959 | 477.7959 | 477.7959 | 477.7959 | 477.7959 | 477.7959 | 477.7959 | 477.7959 | 477.7959 | 477.7959 | 477.7959
|  |  | Annual Costs | 0 | 0 | 0 | 0 | 0 | 0 | 0 | 0 | 0 | 0 | 0 | 0 | 0 | 0 | 0 | 0 | 0 | 0 | 0 | 0 | 0 | 0
|  |  | Annualised costs | 40.7618 | 181.3543 | 326.9819 | 477.7959 | 477.7959 | 477.7959 | 477.7959 | 477.7959 | 477.7959 | 477.7959 | 477.7959 | 477.7959 | 477.7959 | 477.7959 | 477.7959 | 477.7959 | 477.7959 | 477.7959 | 477.7959 | 477.7959 | 477.7959 | 477.7959

## Calc (Sensitivities)
Go to Best Case Scenario
Go to Worst Case Scenario
| $000, nominal |  |  | CAPITAL EXPENDITURE PROPOSAL
|  | Input in Real $2015 |  | DNSP Intelligent Network Device
|  |  |  | 2017 | 2018 | 2019 | 2020 | 2021 | 2022 | 2023 | 2024 | 2025 | 2026 | 2027 | 2028 | 2029 | 2030 | 2031 | 2032 | 2033 | 2034 | 2035 | 2036 | 2037
|  |  | t= | 0 | 1 | 2 | 3 | 4 | 5 | 6 | 7 | 8 | 9 | 10 | 11 | 12 | 13 | 14 | 15 | 16 | 17 | 18 | 19 | 20
| Inflation (%) |  |  |  | 1.94% | 1.94% | 1.94% | 1.94% | 1.94% | 1.94% | 1.94% | 1.94% | 1.94% | 1.94% | 1.94% | 1.94% | 1.94% | 1.94% | 1.94% | 1.94% | 1.94% | 1.94% | 1.94% | 1.94%
| Discount index |  |  | 1.1593 | 1.2482 | 1.3439 | 1.447 | 1.558 | 1.6775 | 1.8062 | 1.9447 | 2.0939 | 2.2545 | 2.4274 | 2.6136 | 2.814 | 3.0298 | 3.2622 | 3.5124 | 3.7819 | 4.0719 | 4.3842 | 4.7205 | 5.0826
| Inflation Index |  |  | 1.0392 | 1.0593 | 1.0799 | 1.1008 | 1.1222 | 1.144 | 1.1662 | 1.1888 | 1.2118 | 1.2354 | 1.2593 | 1.2837 | 1.3087 | 1.334 | 1.3599 | 1.3863 | 1.4132 | 1.4406 | 1.4686 | 1.4971 | 1.5261
BEST CASE SCENARIO
| Discount Rate |  | 7.67%
| Capex movement |  | -10%
| Opex movement |  | -10%
| SAIDI |  | -10%
| SAIFI |  | -10%
| MAIFI |  | -10%
"Status Quo" Reference Case
|  | Capital Costs | 0 | 0 | 0 | 0 | 0 | 0 | 0 | 0 | 0 | 0 | 0 | 0 | 0 | 0 | 0 | 0 | 0 | 0 | 0 | 0 | 0 | 0
|  | Maintenance Costs | 0 | 0 | 0 | 0 | 0 | 0 | 0 | 0 | 0 | 0 | 0 | 0 | 0 | 0 | 0 | 0 | 0 | 0 | 0 | 0 | 0 | 0
Negative Impact on Revenue (STPIS)
|  | SAIFI sustained | 0 | 0 | 0 | 0 | 0 | 0 | 0 | 0 | 0 | 0 | 0 | 0 | 0 | 0 | 0 | 0 | 0 | 0 | 0 | 0 | 0 | 0
|  | SAIDI accidental | 0 | 0 | 0 | 0 | 0 | 0 | 0 | 0 | 0 | 0 | 0 | 0 | 0 | 0 | 0 | 0 | 0 | 0 | 0 | 0 | 0 | 0
|  | MAIFI momentary | 0 | 0 | 0 | 0 | 0 | 0 | 0 | 0 | 0 | 0 | 0 | 0 | 0 | 0 | 0 | 0 | 0 | 0 | 0 | 0 | 0 | 0
|  | Call centre response | 0 | 0 | 0 | 0 | 0 | 0 | 0 | 0 | 0 | 0 | 0 | 0 | 0 | 0 | 0 | 0 | 0 | 0 | 0 | 0 | 0 | 0
|  | Network Outage Costs | 0 | 0 | 0 | 0 | 0 | 0 | 0 | 0 | 0 | 0 | 0 | 0 | 0 | 0 | 0 | 0 | 0 | 0 | 0 | 0 | 0 | 0
|  | Loss of F Factor Benefit | 0 | 0 | 0 | 0 | 0 | 0 | 0 | 0 | 0 | 0 | 0 | 0 | 0 | 0 | 0 | 0 | 0 | 0 | 0 | 0 | 0 | 0
|  | Cost 1 | 0 | 0 | 0 | 0 | 0 | 0 | 0 | 0 | 0 | 0 | 0 | 0 | 0 | 0 | 0 | 0 | 0 | 0 | 0 | 0 | 0 | 0
|  | Cost 2 | 0 | 0 | 0 | 0 | 0 | 0 | 0 | 0 | 0 | 0 | 0 | 0 | 0 | 0 | 0 | 0 | 0 | 0 | 0 | 0 | 0 | 0
|  | Cost 3 | 0 | 0 | 0 | 0 | 0 | 0 | 0 | 0 | 0 | 0 | 0 | 0 | 0 | 0 | 0 | 0 | 0 | 0 | 0 | 0 | 0 | 0
|  | Cost 4 | 0 | 0 | 0 | 0 | 0 | 0 | 0 | 0 | 0 | 0 | 0 | 0 | 0 | 0 | 0 | 0 | 0 | 0 | 0 | 0 | 0 | 0
|  | Cost 5 | 0 | 0 | 0 | 0 | 0 | 0 | 0 | 0 | 0 | 0 | 0 | 0 | 0 | 0 | 0 | 0 | 0 | 0 | 0 | 0 | 0 | 0
|  | Risk 1 | 0 | 0 | 0 | 0 | 0 | 0 | 0 | 0 | 0 | 0 | 0 | 0 | 0 | 0 | 0 | 0 | 0 | 0 | 0 | 0 | 0 | 0
|  | Risk 2 | 0 | 0 | 0 | 0 | 0 | 0 | 0 | 0 | 0 | 0 | 0 | 0 | 0 | 0 | 0 | 0 | 0 | 0 | 0 | 0 | 0 | 0
|  | Risk 3 | 0 | 0 | 0 | 0 | 0 | 0 | 0 | 0 | 0 | 0 | 0 | 0 | 0 | 0 | 0 | 0 | 0 | 0 | 0 | 0 | 0 | 0
|  | Risk 4 | 0 | 0 | 0 | 0 | 0 | 0 | 0 | 0 | 0 | 0 | 0 | 0 | 0 | 0 | 0 | 0 | 0 | 0 | 0 | 0 | 0 | 0
|  | Risk 5 | 0 | 0 | 0 | 0 | 0 | 0 | 0 | 0 | 0 | 0 | 0 | 0 | 0 | 0 | 0 | 0 | 0 | 0 | 0 | 0 | 0 | 0
|  | Total Costs | 0 | 0 | 0 | 0 | 0 | 0 | 0 | 0 | 0 | 0 | 0 | 0 | 0 | 0 | 0 | 0 | 0 | 0 | 0 | 0 | 0 | 0
|  | Present Value (PV) of Total Costs | 0 | 0 | 0 | 0 | 0 | 0 | 0 | 0 | 0 | 0 | 0 | 0 | 0 | 0 | 0 | 0 | 0 | 0 | 0 | 0 | 0 | 0
Option 1: Perform Manual Neutral Integrity where UE Meters are Removed
|  | Capital Costs | 4637.0732 | 0 | 95.3403 | 106.9089 | 118.8904 | 131.2966 | 144.1395 | 157.4312 | 171.1844 | 185.412 | 200.1271 | 215.3434 | 231.0749 | 247.3356 | 264.1403 | 281.5039 | 299.4418 | 317.9698 | 337.1039 | 356.8608 | 377.2574 | 398.311
|  | Maintenance Costs | 0 | 0 | 0 | 0 | 0 | 0 | 0 | 0 | 0 | 0 | 0 | 0 | 0 | 0 | 0 | 0 | 0 | 0 | 0 | 0 | 0 | 0
Negative Impact on Revenue (STPIS)
|  | SAIFI sustained | 0 | 0 | 0 | 0 | 0 | 0 | 0 | 0 | 0 | 0 | 0 | 0 | 0 | 0 | 0 | 0 | 0 | 0 | 0 | 0 | 0 | 0
|  | SAIDI accidental | 0 | 0 | 0 | 0 | 0 | 0 | 0 | 0 | 0 | 0 | 0 | 0 | 0 | 0 | 0 | 0 | 0 | 0 | 0 | 0 | 0 | 0
|  | MAIFI momentary | 0 | 0 | 0 | 0 | 0 | 0 | 0 | 0 | 0 | 0 | 0 | 0 | 0 | 0 | 0 | 0 | 0 | 0 | 0 | 0 | 0 | 0
|  | Call centre response | 0 | 0 | 0 | 0 | 0 | 0 | 0 | 0 | 0 | 0 | 0 | 0 | 0 | 0 | 0 | 0 | 0 | 0 | 0 | 0 | 0 | 0
|  | Network Outage Costs | 0 | 0 | 0 | 0 | 0 | 0 | 0 | 0 | 0 | 0 | 0 | 0 | 0 | 0 | 0 | 0 | 0 | 0 | 0 | 0 | 0 | 0
|  | Loss of F Factor Benefit | 0 | 0 | 0 | 0 | 0 | 0 | 0 | 0 | 0 | 0 | 0 | 0 | 0 | 0 | 0 | 0 | 0 | 0 | 0 | 0 | 0 | 0
|  | Neutral integrity Testing (NIT) reverted to Manual Testing 10 years after 1 December 2017 - Assume start manual NIT in 2027. | 16276.3378 | 0 | 0 | 0 | 0 | 0 | 0 | 0 | 0 | 0 | 0 | 113.1498 | 1383.6437 | 1426.8993 | 1472.0293 | 1519.1904 | 1568.3759 | 1619.6613 | 1673.1241 | 1728.8447 | 1786.9061 | 1984.5133
|  | Ping Real Time confirmation Customer Power is on/off - Avoided LV Truck Roll Outs = $20M over 10 years, Therefore $2M p.a. Therefore utilise % to work out cost e.g. 2017 implies 499 * 2000/ (650,000 + 499). | 4226.9085 | 0 | 18.4769 | 36.0963 | 54.2834 | 72.8595 | 91.8204 | 111.1882 | 130.9698 | 151.1759 | 171.8171 | 192.9046 | 214.4496 | 236.4635 | 258.9578 | 281.9445 | 305.4355 | 329.4431 | 353.9798 | 379.0583 | 404.6915 | 430.8926
|  | Cost 3 | 0 | 0 | 0 | 0 | 0 | 0 | 0 | 0 | 0 | 0 | 0 | 0 | 0 | 0 | 0 | 0 | 0 | 0 | 0 | 0 | 0 | 0
|  | Cost 4 | 0 | 0 | 0 | 0 | 0 | 0 | 0 | 0 | 0 | 0 | 0 | 0 | 0 | 0 | 0 | 0 | 0 | 0 | 0 | 0 | 0 | 0
|  | Cost 5 | 0 | 0 | 0 | 0 | 0 | 0 | 0 | 0 | 0 | 0 | 0 | 0 | 0 | 0 | 0 | 0 | 0 | 0 | 0 | 0 | 0 | 0
|  | Risk 1 | 0 | 0 | 0 | 0 | 0 | 0 | 0 | 0 | 0 | 0 | 0 | 0 | 0 | 0 | 0 | 0 | 0 | 0 | 0 | 0 | 0 | 0
|  | Risk 2 | 0 | 0 | 0 | 0 | 0 | 0 | 0 | 0 | 0 | 0 | 0 | 0 | 0 | 0 | 0 | 0 | 0 | 0 | 0 | 0 | 0 | 0
|  | Risk 3 | 0 | 0 | 0 | 0 | 0 | 0 | 0 | 0 | 0 | 0 | 0 | 0 | 0 | 0 | 0 | 0 | 0 | 0 | 0 | 0 | 0 | 0
|  | Risk 4 | 0 | 0 | 0 | 0 | 0 | 0 | 0 | 0 | 0 | 0 | 0 | 0 | 0 | 0 | 0 | 0 | 0 | 0 | 0 | 0 | 0 | 0
|  | Risk 5 | 0 | 0 | 0 | 0 | 0 | 0 | 0 | 0 | 0 | 0 | 0 | 0 | 0 | 0 | 0 | 0 | 0 | 0 | 0 | 0 | 0 | 0
|  | Total Costs | 25140.3195 | 0 | 113.8172 | 143.0052 | 173.1738 | 204.1562 | 235.9598 | 268.6194 | 302.1542 | 336.5878 | 371.9442 | 521.3978 | 1829.1682 | 1910.6983 | 1995.1274 | 2082.6388 | 2173.2533 | 2267.0742 | 2364.2078 | 2464.7638 | 2568.8549 | 2813.717
|  | Present Value (PV) of Total Costs | 7568.1474 | 0 | 91.1851 | 106.4077 | 119.6764 | 131.0371 | 140.6615 | 148.7235 | 155.3733 | 160.7501 | 164.9818 | 214.7992 | 699.878 | 678.9943 | 658.4911 | 638.4083 | 618.7286 | 599.4609 | 580.6121 | 562.1873 | 544.1901 | 553.6008
Option 2: Replace / Install Network Devices
|  | Capital Costs | 4959.8186 | 423.1329 | 1459.4381 | 1511.7044 | 1565.5431 | 0 | 0 | 0 | 0 | 0 | 0 | 0 | 0 | 0 | 0 | 0 | 0 | 0 | 0 | 0 | 0 | 0
|  | Maintenance Costs | 0 | 0 | 0 | 0 | 0 | 0 | 0 | 0 | 0 | 0 | 0 | 0 | 0 | 0 | 0 | 0 | 0 | 0 | 0 | 0 | 0 | 0
Negative Impact on Revenue (STPIS)
|  | SAIFI sustained | 0 | 0 | 0 | 0 | 0 | 0 | 0 | 0 | 0 | 0 | 0 | 0 | 0 | 0 | 0 | 0 | 0 | 0 | 0 | 0 | 0 | 0
|  | SAIDI accidental | 0 | 0 | 0 | 0 | 0 | 0 | 0 | 0 | 0 | 0 | 0 | 0 | 0 | 0 | 0 | 0 | 0 | 0 | 0 | 0 | 0 | 0
|  | MAIFI momentary | 0 | 0 | 0 | 0 | 0 | 0 | 0 | 0 | 0 | 0 | 0 | 0 | 0 | 0 | 0 | 0 | 0 | 0 | 0 | 0 | 0 | 0
|  | Call centre response | 0 | 0 | 0 | 0 | 0 | 0 | 0 | 0 | 0 | 0 | 0 | 0 | 0 | 0 | 0 | 0 | 0 | 0 | 0 | 0 | 0 | 0
|  | Network Outage Costs | 0 | 0 | 0 | 0 | 0 | 0 | 0 | 0 | 0 | 0 | 0 | 0 | 0 | 0 | 0 | 0 | 0 | 0 | 0 | 0 | 0 | 0
|  | Loss of F Factor Benefit | 0 | 0 | 0 | 0 | 0 | 0 | 0 | 0 | 0 | 0 | 0 | 0 | 0 | 0 | 0 | 0 | 0 | 0 | 0 | 0 | 0 | 0
|  | Cost 1 | 0 | 0 | 0 | 0 | 0 | 0 | 0 | 0 | 0 | 0 | 0 | 0 | 0 | 0 | 0 | 0 | 0 | 0 | 0 | 0 | 0 | 0
|  | Cost 2 | 0 | 0 | 0 | 0 | 0 | 0 | 0 | 0 | 0 | 0 | 0 | 0 | 0 | 0 | 0 | 0 | 0 | 0 | 0 | 0 | 0 | 0
|  | Cost 3 | 0 | 0 | 0 | 0 | 0 | 0 | 0 | 0 | 0 | 0 | 0 | 0 | 0 | 0 | 0 | 0 | 0 | 0 | 0 | 0 | 0 | 0
|  | Cost 4 | 0 | 0 | 0 | 0 | 0 | 0 | 0 | 0 | 0 | 0 | 0 | 0 | 0 | 0 | 0 | 0 | 0 | 0 | 0 | 0 | 0 | 0
|  | Cost 5 | 0 | 0 | 0 | 0 | 0 | 0 | 0 | 0 | 0 | 0 | 0 | 0 | 0 | 0 | 0 | 0 | 0 | 0 | 0 | 0 | 0 | 0
|  | Risk 1 | 0 | 0 | 0 | 0 | 0 | 0 | 0 | 0 | 0 | 0 | 0 | 0 | 0 | 0 | 0 | 0 | 0 | 0 | 0 | 0 | 0 | 0
|  | Risk 2 | 0 | 0 | 0 | 0 | 0 | 0 | 0 | 0 | 0 | 0 | 0 | 0 | 0 | 0 | 0 | 0 | 0 | 0 | 0 | 0 | 0 | 0
|  | Risk 3 | 0 | 0 | 0 | 0 | 0 | 0 | 0 | 0 | 0 | 0 | 0 | 0 | 0 | 0 | 0 | 0 | 0 | 0 | 0 | 0 | 0 | 0
|  | Risk 4 | 0 | 0 | 0 | 0 | 0 | 0 | 0 | 0 | 0 | 0 | 0 | 0 | 0 | 0 | 0 | 0 | 0 | 0 | 0 | 0 | 0 | 0
|  | Risk 5 | 0 | 0 | 0 | 0 | 0 | 0 | 0 | 0 | 0 | 0 | 0 | 0 | 0 | 0 | 0 | 0 | 0 | 0 | 0 | 0 | 0 | 0
|  | Total Costs | 4959.8186 | 423.1329 | 1459.4381 | 1511.7044 | 1565.5431 | 0 | 0 | 0 | 0 | 0 | 0 | 0 | 0 | 0 | 0 | 0 | 0 | 0 | 0 | 0 | 0 | 0
|  | Present Value (PV) of Total Costs | 3740.9735 | 364.9954 | 1169.2343 | 1124.833 | 1081.9109 | 0 | 0 | 0 | 0 | 0 | 0 | 0 | 0 | 0 | 0 | 0 | 0 | 0 | 0 | 0 | 0 | 0
Option 3: Replace / Install 80% Network Devices, Purchase the Remaining 20% of the AMI data and Control Functionality
|  | Capital Costs | 8629.7559 | 2938.5829 | 2256.7043 | 1262.4965 | 1308.7855 | 26.2593 | 28.8279 | 31.4862 | 34.2369 | 37.0824 | 40.0254 | 43.0687 | 46.215 | 49.4671 | 52.8281 | 56.3008 | 59.8884 | 63.594 | 67.4208 | 71.3722 | 75.4515 | 79.6622
|  | Maintenance Costs | 0 | 0 | 0 | 0 | 0 | 0 | 0 | 0 | 0 | 0 | 0 | 0 | 0 | 0 | 0 | 0 | 0 | 0 | 0 | 0 | 0 | 0
Negative Impact on Revenue (STPIS)
|  | SAIFI sustained | 0 | 0 | 0 | 0 | 0 | 0 | 0 | 0 | 0 | 0 | 0 | 0 | 0 | 0 | 0 | 0 | 0 | 0 | 0 | 0 | 0 | 0
|  | SAIDI accidental | 0 | 0 | 0 | 0 | 0 | 0 | 0 | 0 | 0 | 0 | 0 | 0 | 0 | 0 | 0 | 0 | 0 | 0 | 0 | 0 | 0 | 0
|  | MAIFI momentary | 0 | 0 | 0 | 0 | 0 | 0 | 0 | 0 | 0 | 0 | 0 | 0 | 0 | 0 | 0 | 0 | 0 | 0 | 0 | 0 | 0 | 0
|  | Call centre response | 0 | 0 | 0 | 0 | 0 | 0 | 0 | 0 | 0 | 0 | 0 | 0 | 0 | 0 | 0 | 0 | 0 | 0 | 0 | 0 | 0 | 0
|  | Network Outage Costs | 0 | 0 | 0 | 0 | 0 | 0 | 0 | 0 | 0 | 0 | 0 | 0 | 0 | 0 | 0 | 0 | 0 | 0 | 0 | 0 | 0 | 0
|  | Loss of F Factor Benefit | 0 | 0 | 0 | 0 | 0 | 0 | 0 | 0 | 0 | 0 | 0 | 0 | 0 | 0 | 0 | 0 | 0 | 0 | 0 | 0 | 0 | 0
|  | Need to Neutral Inegrity Test 1/5 of the services where data is acquired from non-UE Meter Data Provider | 3255.2676 | 0 | 0 | 0 | 0 | 0 | 0 | 0 | 0 | 0 | 0 | 22.63 | 276.7287 | 285.3799 | 294.4059 | 303.8381 | 313.6752 | 323.9323 | 334.6248 | 345.7689 | 357.3812 | 396.9027
|  | Cost 2 | 0 | 0 | 0 | 0 | 0 | 0 | 0 | 0 | 0 | 0 | 0 | 0 | 0 | 0 | 0 | 0 | 0 | 0 | 0 | 0 | 0 | 0
|  | Cost 3 | 0 | 0 | 0 | 0 | 0 | 0 | 0 | 0 | 0 | 0 | 0 | 0 | 0 | 0 | 0 | 0 | 0 | 0 | 0 | 0 | 0 | 0
|  | Cost 4 | 0 | 0 | 0 | 0 | 0 | 0 | 0 | 0 | 0 | 0 | 0 | 0 | 0 | 0 | 0 | 0 | 0 | 0 | 0 | 0 | 0 | 0
|  | Cost 5 | 0 | 0 | 0 | 0 | 0 | 0 | 0 | 0 | 0 | 0 | 0 | 0 | 0 | 0 | 0 | 0 | 0 | 0 | 0 | 0 | 0 | 0
|  | Risk 1 | 0 | 0 | 0 | 0 | 0 | 0 | 0 | 0 | 0 | 0 | 0 | 0 | 0 | 0 | 0 | 0 | 0 | 0 | 0 | 0 | 0 | 0
|  | Risk 2 | 0 | 0 | 0 | 0 | 0 | 0 | 0 | 0 | 0 | 0 | 0 | 0 | 0 | 0 | 0 | 0 | 0 | 0 | 0 | 0 | 0 | 0
|  | Risk 3 | 0 | 0 | 0 | 0 | 0 | 0 | 0 | 0 | 0 | 0 | 0 | 0 | 0 | 0 | 0 | 0 | 0 | 0 | 0 | 0 | 0 | 0
|  | Risk 4 | 0 | 0 | 0 | 0 | 0 | 0 | 0 | 0 | 0 | 0 | 0 | 0 | 0 | 0 | 0 | 0 | 0 | 0 | 0 | 0 | 0 | 0
|  | Risk 5 | 0 | 0 | 0 | 0 | 0 | 0 | 0 | 0 | 0 | 0 | 0 | 0 | 0 | 0 | 0 | 0 | 0 | 0 | 0 | 0 | 0 | 0
|  | Total Costs | 11885.0235 | 2938.5829 | 2256.7043 | 1262.4965 | 1308.7855 | 26.2593 | 28.8279 | 31.4862 | 34.2369 | 37.0824 | 40.0254 | 65.6986 | 322.9437 | 334.847 | 347.2339 | 360.1389 | 373.5636 | 387.5262 | 402.0456 | 417.1411 | 432.8327 | 476.5649
|  | Present Value (PV) of Total Costs | 7373.9961 | 2534.8282 | 1807.9671 | 939.4017 | 904.4715 | 16.8545 | 17.185 | 17.4326 | 17.6052 | 17.7101 | 17.7539 | 27.0657 | 123.565 | 118.9927 | 114.6044 | 110.3963 | 106.3541 | 102.4699 | 98.7361 | 95.1456 | 91.6919 | 93.7645
Option 4:
|  | Capital Costs | 0 | 0 | 0 | 0 | 0 | 0 | 0 | 0 | 0 | 0 | 0 | 0 | 0 | 0 | 0 | 0 | 0 | 0 | 0 | 0 | 0 | 0
|  | Maintenance Costs | 0 | 0 | 0 | 0 | 0 | 0 | 0 | 0 | 0 | 0 | 0 | 0 | 0 | 0 | 0 | 0 | 0 | 0 | 0 | 0 | 0 | 0
Negative Impact on Revenue (STPIS)
|  | SAIFI sustained | 0 | 0 | 0 | 0 | 0 | 0 | 0 | 0 | 0 | 0 | 0 | 0 | 0 | 0 | 0 | 0 | 0 | 0 | 0 | 0 | 0 | 0
|  | SAIDI accidental | 0 | 0 | 0 | 0 | 0 | 0 | 0 | 0 | 0 | 0 | 0 | 0 | 0 | 0 | 0 | 0 | 0 | 0 | 0 | 0 | 0 | 0
|  | MAIFI momentary | 0 | 0 | 0 | 0 | 0 | 0 | 0 | 0 | 0 | 0 | 0 | 0 | 0 | 0 | 0 | 0 | 0 | 0 | 0 | 0 | 0 | 0
|  | Call centre response | 0 | 0 | 0 | 0 | 0 | 0 | 0 | 0 | 0 | 0 | 0 | 0 | 0 | 0 | 0 | 0 | 0 | 0 | 0 | 0 | 0 | 0
|  | Network Outage Costs | 0 | 0 | 0 | 0 | 0 | 0 | 0 | 0 | 0 | 0 | 0 | 0 | 0 | 0 | 0 | 0 | 0 | 0 | 0 | 0 | 0 | 0
|  | Loss of F Factor Benefit | 0 | 0 | 0 | 0 | 0 | 0 | 0 | 0 | 0 | 0 | 0 | 0 | 0 | 0 | 0 | 0 | 0 | 0 | 0 | 0 | 0 | 0
|  | Cost 1 | 0 | 0 | 0 | 0 | 0 | 0 | 0 | 0 | 0 | 0 | 0 | 0 | 0 | 0 | 0 | 0 | 0 | 0 | 0 | 0 | 0 | 0
|  | Cost 2 | 0 | 0 | 0 | 0 | 0 | 0 | 0 | 0 | 0 | 0 | 0 | 0 | 0 | 0 | 0 | 0 | 0 | 0 | 0 | 0 | 0 | 0
|  | Cost 3 | 0 | 0 | 0 | 0 | 0 | 0 | 0 | 0 | 0 | 0 | 0 | 0 | 0 | 0 | 0 | 0 | 0 | 0 | 0 | 0 | 0 | 0
|  | Cost 4 | 0 | 0 | 0 | 0 | 0 | 0 | 0 | 0 | 0 | 0 | 0 | 0 | 0 | 0 | 0 | 0 | 0 | 0 | 0 | 0 | 0 | 0
|  | Cost 5 | 0 | 0 | 0 | 0 | 0 | 0 | 0 | 0 | 0 | 0 | 0 | 0 | 0 | 0 | 0 | 0 | 0 | 0 | 0 | 0 | 0 | 0
|  | Risk 1 | 0 | 0 | 0 | 0 | 0 | 0 | 0 | 0 | 0 | 0 | 0 | 0 | 0 | 0 | 0 | 0 | 0 | 0 | 0 | 0 | 0 | 0
|  | Risk 2 | 0 | 0 | 0 | 0 | 0 | 0 | 0 | 0 | 0 | 0 | 0 | 0 | 0 | 0 | 0 | 0 | 0 | 0 | 0 | 0 | 0 | 0
|  | Risk 3 | 0 | 0 | 0 | 0 | 0 | 0 | 0 | 0 | 0 | 0 | 0 | 0 | 0 | 0 | 0 | 0 | 0 | 0 | 0 | 0 | 0 | 0
|  | Risk 4 | 0 | 0 | 0 | 0 | 0 | 0 | 0 | 0 | 0 | 0 | 0 | 0 | 0 | 0 | 0 | 0 | 0 | 0 | 0 | 0 | 0 | 0
|  | Risk 5 | 0 | 0 | 0 | 0 | 0 | 0 | 0 | 0 | 0 | 0 | 0 | 0 | 0 | 0 | 0 | 0 | 0 | 0 | 0 | 0 | 0 | 0
|  | Total Costs | 0 | 0 | 0 | 0 | 0 | 0 | 0 | 0 | 0 | 0 | 0 | 0 | 0 | 0 | 0 | 0 | 0 | 0 | 0 | 0 | 0 | 0
|  | Present Value (PV) of Total Costs | 0 | 0 | 0 | 0 | 0 | 0 | 0 | 0 | 0 | 0 | 0 | 0 | 0 | 0 | 0 | 0 | 0 | 0 | 0 | 0 | 0 | 0
Option 5:
|  | Capital Costs | 0 | 0 | 0 | 0 | 0 | 0 | 0 | 0 | 0 | 0 | 0 | 0 | 0 | 0 | 0 | 0 | 0 | 0 | 0 | 0 | 0 | 0
|  | Maintenance Costs | 0 | 0 | 0 | 0 | 0 | 0 | 0 | 0 | 0 | 0 | 0 | 0 | 0 | 0 | 0 | 0 | 0 | 0 | 0 | 0 | 0 | 0
Negative Impact on Revenue (STPIS)
|  | SAIFI sustained | 0 | 0 | 0 | 0 | 0 | 0 | 0 | 0 | 0 | 0 | 0 | 0 | 0 | 0 | 0 | 0 | 0 | 0 | 0 | 0 | 0 | 0
|  | SAIDI accidental | 0 | 0 | 0 | 0 | 0 | 0 | 0 | 0 | 0 | 0 | 0 | 0 | 0 | 0 | 0 | 0 | 0 | 0 | 0 | 0 | 0 | 0
|  | MAIFI momentary | 0 | 0 | 0 | 0 | 0 | 0 | 0 | 0 | 0 | 0 | 0 | 0 | 0 | 0 | 0 | 0 | 0 | 0 | 0 | 0 | 0 | 0
|  | Call centre response | 0 | 0 | 0 | 0 | 0 | 0 | 0 | 0 | 0 | 0 | 0 | 0 | 0 | 0 | 0 | 0 | 0 | 0 | 0 | 0 | 0 | 0
|  | Network Outage Costs | 0 | 0 | 0 | 0 | 0 | 0 | 0 | 0 | 0 | 0 | 0 | 0 | 0 | 0 | 0 | 0 | 0 | 0 | 0 | 0 | 0 | 0
|  | Loss of F Factor Benefit | 0 | 0 | 0 | 0 | 0 | 0 | 0 | 0 | 0 | 0 | 0 | 0 | 0 | 0 | 0 | 0 | 0 | 0 | 0 | 0 | 0 | 0
|  | Cost 1 | 0 | 0 | 0 | 0 | 0 | 0 | 0 | 0 | 0 | 0 | 0 | 0 | 0 | 0 | 0 | 0 | 0 | 0 | 0 | 0 | 0 | 0
|  | Cost 2 | 0 | 0 | 0 | 0 | 0 | 0 | 0 | 0 | 0 | 0 | 0 | 0 | 0 | 0 | 0 | 0 | 0 | 0 | 0 | 0 | 0 | 0
|  | Cost 3 | 0 | 0 | 0 | 0 | 0 | 0 | 0 | 0 | 0 | 0 | 0 | 0 | 0 | 0 | 0 | 0 | 0 | 0 | 0 | 0 | 0 | 0
|  | Cost 4 | 0 | 0 | 0 | 0 | 0 | 0 | 0 | 0 | 0 | 0 | 0 | 0 | 0 | 0 | 0 | 0 | 0 | 0 | 0 | 0 | 0 | 0
|  | Cost 5 | 0 | 0 | 0 | 0 | 0 | 0 | 0 | 0 | 0 | 0 | 0 | 0 | 0 | 0 | 0 | 0 | 0 | 0 | 0 | 0 | 0 | 0
|  | Risk 1 | 0 | 0 | 0 | 0 | 0 | 0 | 0 | 0 | 0 | 0 | 0 | 0 | 0 | 0 | 0 | 0 | 0 | 0 | 0 | 0 | 0 | 0
|  | Risk 2 | 0 | 0 | 0 | 0 | 0 | 0 | 0 | 0 | 0 | 0 | 0 | 0 | 0 | 0 | 0 | 0 | 0 | 0 | 0 | 0 | 0 | 0
|  | Risk 3 | 0 | 0 | 0 | 0 | 0 | 0 | 0 | 0 | 0 | 0 | 0 | 0 | 0 | 0 | 0 | 0 | 0 | 0 | 0 | 0 | 0 | 0
|  | Risk 4 | 0 | 0 | 0 | 0 | 0 | 0 | 0 | 0 | 0 | 0 | 0 | 0 | 0 | 0 | 0 | 0 | 0 | 0 | 0 | 0 | 0 | 0
|  | Risk 5 | 0 | 0 | 0 | 0 | 0 | 0 | 0 | 0 | 0 | 0 | 0 | 0 | 0 | 0 | 0 | 0 | 0 | 0 | 0 | 0 | 0 | 0
|  | Total Costs | 0 | 0 | 0 | 0 | 0 | 0 | 0 | 0 | 0 | 0 | 0 | 0 | 0 | 0 | 0 | 0 | 0 | 0 | 0 | 0 | 0 | 0
|  | Present Value (PV) of Total Costs | 0 | 0 | 0 | 0 | 0 | 0 | 0 | 0 | 0 | 0 | 0 | 0 | 0 | 0 | 0 | 0 | 0 | 0 | 0 | 0 | 0 | 0
Summary
Total Costs
1 |  | "Status Quo" Reference Case |  | 0 | 0 | 0 | 0 | 0 | 0 | 0 | 0 | 0 | 0 | 0 | 0 | 0 | 0 | 0 | 0 | 0 | 0 | 0 | 0 | 0
2 |  | Option 1: Perform Manual Neutral Integrity where UE Meters are Removed |  | 0 | 113.8172 | 143.0052 | 173.1738 | 204.1562 | 235.9598 | 268.6194 | 302.1542 | 336.5878 | 371.9442 | 521.3978 | 1829.1682 | 1910.6983 | 1995.1274 | 2082.6388 | 2173.2533 | 2267.0742 | 2364.2078 | 2464.7638 | 2568.8549 | 2813.717
3 |  | Option 2: Replace / Install Network Devices |  | 423.1329 | 1459.4381 | 1511.7044 | 1565.5431 | 0 | 0 | 0 | 0 | 0 | 0 | 0 | 0 | 0 | 0 | 0 | 0 | 0 | 0 | 0 | 0 | 0
4 |  | Option 3: Replace / Install 80% Network Devices, Purchase the Remaining 20% of the AMI data and Control Functionality |  | 2938.5829 | 2256.7043 | 1262.4965 | 1308.7855 | 26.2593 | 28.8279 | 31.4862 | 34.2369 | 37.0824 | 40.0254 | 65.6986 | 322.9437 | 334.847 | 347.2339 | 360.1389 | 373.5636 | 387.5262 | 402.0456 | 417.1411 | 432.8327 | 476.5649
5 |  | Option 4: |  | 0 | 0 | 0 | 0 | 0 | 0 | 0 | 0 | 0 | 0 | 0 | 0 | 0 | 0 | 0 | 0 | 0 | 0 | 0 | 0 | 0
6 |  | Option 5: |  | 0 | 0 | 0 | 0 | 0 | 0 | 0 | 0 | 0 | 0 | 0 | 0 | 0 | 0 | 0 | 0 | 0 | 0 | 0 | 0 | 0
PV of Total Costs
1 |  | "Status Quo" Reference Case |  | 0 | 0 | 0 | 0 | 0 | 0 | 0 | 0 | 0 | 0 | 0 | 0 | 0 | 0 | 0 | 0 | 0 | 0 | 0 | 0 | 0
2 |  | Option 1: Perform Manual Neutral Integrity where UE Meters are Removed |  | 0 | 91.1851 | 106.4077 | 119.6764 | 131.0371 | 140.6615 | 148.7235 | 155.3733 | 160.7501 | 164.9818 | 214.7992 | 699.878 | 678.9943 | 658.4911 | 638.4083 | 618.7286 | 599.4609 | 580.6121 | 562.1873 | 544.1901 | 553.6008
3 |  | Option 2: Replace / Install Network Devices |  | 364.9954 | 1169.2343 | 1124.833 | 1081.9109 | 0 | 0 | 0 | 0 | 0 | 0 | 0 | 0 | 0 | 0 | 0 | 0 | 0 | 0 | 0 | 0 | 0
4 |  | Option 3: Replace / Install 80% Network Devices, Purchase the Remaining 20% of the AMI data and Control Functionality |  | 2534.8282 | 1807.9671 | 939.4017 | 904.4715 | 16.8545 | 17.185 | 17.4326 | 17.6052 | 17.7101 | 17.7539 | 27.0657 | 123.565 | 118.9927 | 114.6044 | 110.3963 | 106.3541 | 102.4699 | 98.7361 | 95.1456 | 91.6919 | 93.7645
5 |  | Option 4: |  | 0 | 0 | 0 | 0 | 0 | 0 | 0 | 0 | 0 | 0 | 0 | 0 | 0 | 0 | 0 | 0 | 0 | 0 | 0 | 0 | 0
6 |  | Option 5: |  | 0 | 0 | 0 | 0 | 0 | 0 | 0 | 0 | 0 | 0 | 0 | 0 | 0 | 0 | 0 | 0 | 0 | 0 | 0 | 0 | 0
|  |  | "Status Quo" Reference Case | DNSP Intelligent Network Device 2017 0: Option 1: Perform Manual Neutral Integrity where UE Meters are Removed; DNSP Intelligent Network Device 2018 1: Option 2: Replace / Install Network Devices; DNSP Intelligent Network Device 2019 2: Option 3: Replace / Install 80% Network Devices, Purchase the Remaining 20% of the AMI data and Control Functionality; DNSP Intelligent Network Device 2020 3: Option 4:; DNSP Intelligent Network Device 2021 4: Option 5:
|  | Capital Costs | 0 | DNSP Intelligent Network Device 2017 0: 4637.0732; DNSP Intelligent Network Device 2018 1: 4959.8186; DNSP Intelligent Network Device 2019 2: 8629.7559; DNSP Intelligent Network Device 2020 3: 0; DNSP Intelligent Network Device 2021 4: 0
|  | Maintenance Costs | 0 | DNSP Intelligent Network Device 2017 0: 0; DNSP Intelligent Network Device 2018 1: 0; DNSP Intelligent Network Device 2019 2: 0; DNSP Intelligent Network Device 2020 3: 0; DNSP Intelligent Network Device 2021 4: 0
|  | Negative Impact on Revenue (STPIS) | 0 | DNSP Intelligent Network Device 2017 0: 0; DNSP Intelligent Network Device 2018 1: 0; DNSP Intelligent Network Device 2019 2: 0; DNSP Intelligent Network Device 2020 3: 0; DNSP Intelligent Network Device 2021 4: 0
|  | Network Outage Costs | 0 | DNSP Intelligent Network Device 2017 0: 0; DNSP Intelligent Network Device 2018 1: 0; DNSP Intelligent Network Device 2019 2: 0; DNSP Intelligent Network Device 2020 3: 0; DNSP Intelligent Network Device 2021 4: 0
|  | Loss of F Factor Benefit | 0 | DNSP Intelligent Network Device 2017 0: 0; DNSP Intelligent Network Device 2018 1: 0; DNSP Intelligent Network Device 2019 2: 0; DNSP Intelligent Network Device 2020 3: 0; DNSP Intelligent Network Device 2021 4: 0
|  | Cost 1 | 0 | DNSP Intelligent Network Device 2017 0: 16276.3378; DNSP Intelligent Network Device 2018 1: 0; DNSP Intelligent Network Device 2019 2: 3255.2676; DNSP Intelligent Network Device 2020 3: 0; DNSP Intelligent Network Device 2021 4: 0
|  | Cost 2 | 0 | DNSP Intelligent Network Device 2017 0: 4226.9085; DNSP Intelligent Network Device 2018 1: 0; DNSP Intelligent Network Device 2019 2: 0; DNSP Intelligent Network Device 2020 3: 0; DNSP Intelligent Network Device 2021 4: 0
|  | Cost 3 | 0 | DNSP Intelligent Network Device 2017 0: 0; DNSP Intelligent Network Device 2018 1: 0; DNSP Intelligent Network Device 2019 2: 0; DNSP Intelligent Network Device 2020 3: 0; DNSP Intelligent Network Device 2021 4: 0
|  | Cost 4 | 0 | DNSP Intelligent Network Device 2017 0: 0; DNSP Intelligent Network Device 2018 1: 0; DNSP Intelligent Network Device 2019 2: 0; DNSP Intelligent Network Device 2020 3: 0; DNSP Intelligent Network Device 2021 4: 0
|  | Cost 5 | 0 | DNSP Intelligent Network Device 2017 0: 0; DNSP Intelligent Network Device 2018 1: 0; DNSP Intelligent Network Device 2019 2: 0; DNSP Intelligent Network Device 2020 3: 0; DNSP Intelligent Network Device 2021 4: 0
|  | Other Costs | 0 | DNSP Intelligent Network Device 2017 0: 0; DNSP Intelligent Network Device 2018 1: 0; DNSP Intelligent Network Device 2019 2: 0; DNSP Intelligent Network Device 2020 3: 0; DNSP Intelligent Network Device 2021 4: 0
|  | Total Costs | 0 | DNSP Intelligent Network Device 2017 0: 25140.3195; DNSP Intelligent Network Device 2018 1: 4959.8186; DNSP Intelligent Network Device 2019 2: 11885.0235; DNSP Intelligent Network Device 2020 3: 0; DNSP Intelligent Network Device 2021 4: 0
|  | PV of Total Costs |  | DNSP Intelligent Network Device 2017 0: 7568.1474; DNSP Intelligent Network Device 2018 1: 3740.9735; DNSP Intelligent Network Device 2019 2: 7373.9961
|  | Least Cost (PV) | 3740.9735
|  | Least Cost Option | Option 2: Replace / Install Network Devices
Graph & Working Data
|  |  |  | 2017 | 2018 | 2019 | 2020 | 2021 | 2022 | 2023 | 2024 | 2025 | 2026 | 2027
|  |  | Annual 'Status Quo' carrying costs | 0 | 0 | 0 | 0 | 0 | 0 | 0 | 0 | 0 | 0 | 0 | 0 | 0 | 0 | 0 | 0 | 0 | 0 | 0 | 0 | 0
|  |  | Option 2: Replace / Install Network Devices annual carrying costs | 36.6856 | 163.2189 | 294.2837 | 430.0163 | 430.0163 | 430.0163 | 430.0163 | 430.0163 | 430.0163 | 430.0163 | 430.0163 | 430.0163 | 430.0163 | 430.0163 | 430.0163 | 430.0163 | 430.0163 | 430.0163 | 430.0163 | 430.0163 | 430.0163
|  |  | Option 2: Replace / Install Network Devices PV of costs | 364.9954 | 1169.2343 | 1124.833 | 1081.9109 | 0 | 0 | 0 | 0 | 0 | 0 | 0 | 0 | 0 | 0 | 0 | 0 | 0 | 0 | 0 | 0 | 0
"Status Quo" Reference Case
|  |  | Annual Costs | 0 | 0 | 0 | 0 | 0 | 0 | 0 | 0 | 0 | 0 | 0 | 0 | 0 | 0 | 0 | 0 | 0 | 0 | 0 | 0 | 0
|  |  | Cumulative Costs | 0 | 0 | 0 | 0 | 0 | 0 | 0 | 0 | 0 | 0 | 0 | 0 | 0 | 0 | 0 | 0 | 0 | 0 | 0 | 0 | 0
|  |  | Funding Costs | 0 | 0 | 0 | 0 | 0 | 0 | 0 | 0 | 0 | 0 | 0 | 0 | 0 | 0 | 0 | 0 | 0 | 0 | 0 | 0 | 0
| 3 |  | Recommended Case: Option 2: Replace / Install Network Devices
|  |  | Annual Costs | 423.1329 | 1459.4381 | 1511.7044 | 1565.5431 | 0 | 0 | 0 | 0 | 0 | 0 | 0 | 0 | 0 | 0 | 0 | 0 | 0 | 0 | 0 | 0 | 0
|  |  | Cumulative Costs | 423.1329 | 1882.5711 | 3394.2755 | 4959.8186 | 4959.8186 | 4959.8186 | 4959.8186 | 4959.8186 | 4959.8186 | 4959.8186 | 4959.8186 | 4959.8186 | 4959.8186 | 4959.8186 | 4959.8186 | 4959.8186 | 4959.8186 | 4959.8186 | 4959.8186 | 4959.8186 | 4959.8186
|  |  | Funding Costs | 36.6856 | 163.2189 | 294.2837 | 430.0163 | 430.0163 | 430.0163 | 430.0163 | 430.0163 | 430.0163 | 430.0163 | 430.0163 | 430.0163 | 430.0163 | 430.0163 | 430.0163 | 430.0163 | 430.0163 | 430.0163 | 430.0163 | 430.0163 | 430.0163
| $000, nominal |  |  | 2017: CAPITAL EXPENDITURE PROPOSAL
DNSP Intelligent Network Device
|  |  |  | 2017 | 2018 | 2019 | 2020 | 2021 | 2022 | 2023 | 2024 | 2025 | 2026 | 2027 | 2028 | 2029 | 2030 | 2031 | 2032 | 2033 | 2034 | 2035 | 2036 | 2037
|  |  | t= | 0 | 1 | 2 | 3 | 4 | 5 | 6 | 7 | 8 | 9 | 10 | 11 | 12 | 13 | 14 | 15 | 16 | 17 | 18 | 19 | 20
| Inflation (%) |  |  |  | 1.94% | 1.94% | 1.94% | 1.94% | 1.94% | 1.94% | 1.94% | 1.94% | 1.94% | 1.94% | 1.94% | 1.94% | 1.94% | 1.94% | 1.94% | 1.94% | 1.94% | 1.94% | 1.94% | 1.94%
| Inflation Index |  |  | 1 | 1.0194 | 1.0392 | 1.0593 | 1.0799 | 1.1008 | 1.1222 | 1.144 | 1.1662 | 1.1888 | 1.2118 | 1.2354 | 1.2593 | 1.2837 | 1.3087 | 1.334 | 1.3599 | 1.3863 | 1.4132 | 1.4406 | 1.4686
WORST CASE SCENARIO
| Discount Rate |  | 9.67%
| Capex movement |  | 10%
| Opex movement |  | 10%
| SAIDI |  | -10%
| SAIFI |  | -10%
| MAIFI |  | -10%
"Status Quo" Reference Case
|  | Capital Costs | 0 | 0 | 0 | 0 | 0 | 0 | 0 | 0 | 0 | 0 | 0 | 0 | 0 | 0 | 0 | 0 | 0 | 0 | 0 | 0 | 0 | 0
|  | Maintenance Costs | 0 | 0 | 0 | 0 | 0 | 0 | 0 | 0 | 0 | 0 | 0 | 0 | 0 | 0 | 0 | 0 | 0 | 0 | 0 | 0 | 0 | 0
Negative Impact on Revenue (STPIS)
|  | SAIFI sustained | 0 | 0 | 0 | 0 | 0 | 0 | 0 | 0 | 0 | 0 | 0 | 0 | 0 | 0 | 0 | 0 | 0 | 0 | 0 | 0 | 0 | 0
|  | SAIDI accidental | 0 | 0 | 0 | 0 | 0 | 0 | 0 | 0 | 0 | 0 | 0 | 0 | 0 | 0 | 0 | 0 | 0 | 0 | 0 | 0 | 0 | 0
|  | MAIFI momentary | 0 | 0 | 0 | 0 | 0 | 0 | 0 | 0 | 0 | 0 | 0 | 0 | 0 | 0 | 0 | 0 | 0 | 0 | 0 | 0 | 0 | 0
|  | Call centre response | 0 | 0 | 0 | 0 | 0 | 0 | 0 | 0 | 0 | 0 | 0 | 0 | 0 | 0 | 0 | 0 | 0 | 0 | 0 | 0 | 0 | 0
|  | Network Outage Costs | 0 | 0 | 0 | 0 | 0 | 0 | 0 | 0 | 0 | 0 | 0 | 0 | 0 | 0 | 0 | 0 | 0 | 0 | 0 | 0 | 0 | 0
|  | Loss of F Factor Benefit | 0 | 0 | 0 | 0 | 0 | 0 | 0 | 0 | 0 | 0 | 0 | 0 | 0 | 0 | 0 | 0 | 0 | 0 | 0 | 0 | 0 | 0
|  | Cost 1 | 0 | 0 | 0 | 0 | 0 | 0 | 0 | 0 | 0 | 0 | 0 | 0 | 0 | 0 | 0 | 0 | 0 | 0 | 0 | 0 | 0 | 0
|  | Cost 2 | 0 | 0 | 0 | 0 | 0 | 0 | 0 | 0 | 0 | 0 | 0 | 0 | 0 | 0 | 0 | 0 | 0 | 0 | 0 | 0 | 0 | 0
|  | Cost 3 | 0 | 0 | 0 | 0 | 0 | 0 | 0 | 0 | 0 | 0 | 0 | 0 | 0 | 0 | 0 | 0 | 0 | 0 | 0 | 0 | 0 | 0
|  | Cost 4 | 0 | 0 | 0 | 0 | 0 | 0 | 0 | 0 | 0 | 0 | 0 | 0 | 0 | 0 | 0 | 0 | 0 | 0 | 0 | 0 | 0 | 0
|  | Cost 5 | 0 | 0 | 0 | 0 | 0 | 0 | 0 | 0 | 0 | 0 | 0 | 0 | 0 | 0 | 0 | 0 | 0 | 0 | 0 | 0 | 0 | 0
|  | Risk 1 | 0 | 0 | 0 | 0 | 0 | 0 | 0 | 0 | 0 | 0 | 0 | 0 | 0 | 0 | 0 | 0 | 0 | 0 | 0 | 0 | 0 | 0
|  | Risk 2 | 0 | 0 | 0 | 0 | 0 | 0 | 0 | 0 | 0 | 0 | 0 | 0 | 0 | 0 | 0 | 0 | 0 | 0 | 0 | 0 | 0 | 0
|  | Risk 3 | 0 | 0 | 0 | 0 | 0 | 0 | 0 | 0 | 0 | 0 | 0 | 0 | 0 | 0 | 0 | 0 | 0 | 0 | 0 | 0 | 0 | 0
|  | Risk 4 | 0 | 0 | 0 | 0 | 0 | 0 | 0 | 0 | 0 | 0 | 0 | 0 | 0 | 0 | 0 | 0 | 0 | 0 | 0 | 0 | 0 | 0
|  | Risk 5 | 0 | 0 | 0 | 0 | 0 | 0 | 0 | 0 | 0 | 0 | 0 | 0 | 0 | 0 | 0 | 0 | 0 | 0 | 0 | 0 | 0 | 0
|  | Total Costs | 0 | 0 | 0 | 0 | 0 | 0 | 0 | 0 | 0 | 0 | 0 | 0 | 0 | 0 | 0 | 0 | 0 | 0 | 0 | 0 | 0 | 0
|  | Present Value (PV) of Total Costs | 0 | 0 | 0 | 0 | 0 | 0 | 0 | 0 | 0 | 0 | 0 | 0 | 0 | 0 | 0 | 0 | 0 | 0 | 0 | 0 | 0 | 0
Option 1: Perform Manual Neutral Integrity where UE Meters are Removed
|  | Capital Costs | 5667.5339 | 0 | 116.527 | 130.6664 | 145.3105 | 160.4737 | 176.1705 | 192.4159 | 209.2254 | 226.6146 | 244.5998 | 263.1975 | 282.4248 | 302.2991 | 322.8381 | 344.0603 | 365.9844 | 388.6297 | 412.0159 | 436.1632 | 461.0924 | 486.8246
|  | Maintenance Costs | 0 | 0 | 0 | 0 | 0 | 0 | 0 | 0 | 0 | 0 | 0 | 0 | 0 | 0 | 0 | 0 | 0 | 0 | 0 | 0 | 0 | 0
Negative Impact on Revenue (STPIS)
|  | SAIFI sustained | 0 | 0 | 0 | 0 | 0 | 0 | 0 | 0 | 0 | 0 | 0 | 0 | 0 | 0 | 0 | 0 | 0 | 0 | 0 | 0 | 0 | 0
|  | SAIDI accidental | 0 | 0 | 0 | 0 | 0 | 0 | 0 | 0 | 0 | 0 | 0 | 0 | 0 | 0 | 0 | 0 | 0 | 0 | 0 | 0 | 0 | 0
|  | MAIFI momentary | 0 | 0 | 0 | 0 | 0 | 0 | 0 | 0 | 0 | 0 | 0 | 0 | 0 | 0 | 0 | 0 | 0 | 0 | 0 | 0 | 0 | 0
|  | Call centre response | 0 | 0 | 0 | 0 | 0 | 0 | 0 | 0 | 0 | 0 | 0 | 0 | 0 | 0 | 0 | 0 | 0 | 0 | 0 | 0 | 0 | 0
|  | Network Outage Costs | 0 | 0 | 0 | 0 | 0 | 0 | 0 | 0 | 0 | 0 | 0 | 0 | 0 | 0 | 0 | 0 | 0 | 0 | 0 | 0 | 0 | 0
|  | Loss of F Factor Benefit | 0 | 0 | 0 | 0 | 0 | 0 | 0 | 0 | 0 | 0 | 0 | 0 | 0 | 0 | 0 | 0 | 0 | 0 | 0 | 0 | 0 | 0
|  | Neutral integrity Testing (NIT) reverted to Manual Testing 10 years after 1 December 2017 - Assume start manual NIT in 2027. | 19893.3018 | 0 | 0 | 0 | 0 | 0 | 0 | 0 | 0 | 0 | 0 | 138.2941 | 1691.1201 | 1743.988 | 1799.1469 | 1856.7883 | 1916.9039 | 1979.586 | 2044.9295 | 2113.0325 | 2183.9963 | 2425.5163
|  | Ping Real Time confirmation Customer Power is on/off - Avoided LV Truck Roll Outs = $20M over 10 years, Therefore $2M p.a. Therefore utilise % to work out cost e.g. 2017 implies 499 * 2000/ (650,000 + 499). | 5166.2215 | 0 | 22.5829 | 44.1177 | 66.3464 | 89.0505 | 112.2249 | 135.8967 | 160.0742 | 184.7705 | 209.9987 | 235.7723 | 262.1051 | 289.0109 | 316.504 | 344.5988 | 373.3101 | 402.6527 | 432.642 | 463.2935 | 494.6229 | 526.6466
|  | Cost 3 | 0 | 0 | 0 | 0 | 0 | 0 | 0 | 0 | 0 | 0 | 0 | 0 | 0 | 0 | 0 | 0 | 0 | 0 | 0 | 0 | 0 | 0
|  | Cost 4 | 0 | 0 | 0 | 0 | 0 | 0 | 0 | 0 | 0 | 0 | 0 | 0 | 0 | 0 | 0 | 0 | 0 | 0 | 0 | 0 | 0 | 0
|  | Cost 5 | 0 | 0 | 0 | 0 | 0 | 0 | 0 | 0 | 0 | 0 | 0 | 0 | 0 | 0 | 0 | 0 | 0 | 0 | 0 | 0 | 0 | 0
|  | Risk 1 | 0 | 0 | 0 | 0 | 0 | 0 | 0 | 0 | 0 | 0 | 0 | 0 | 0 | 0 | 0 | 0 | 0 | 0 | 0 | 0 | 0 | 0
|  | Risk 2 | 0 | 0 | 0 | 0 | 0 | 0 | 0 | 0 | 0 | 0 | 0 | 0 | 0 | 0 | 0 | 0 | 0 | 0 | 0 | 0 | 0 | 0
|  | Risk 3 | 0 | 0 | 0 | 0 | 0 | 0 | 0 | 0 | 0 | 0 | 0 | 0 | 0 | 0 | 0 | 0 | 0 | 0 | 0 | 0 | 0 | 0
|  | Risk 4 | 0 | 0 | 0 | 0 | 0 | 0 | 0 | 0 | 0 | 0 | 0 | 0 | 0 | 0 | 0 | 0 | 0 | 0 | 0 | 0 | 0 | 0
|  | Risk 5 | 0 | 0 | 0 | 0 | 0 | 0 | 0 | 0 | 0 | 0 | 0 | 0 | 0 | 0 | 0 | 0 | 0 | 0 | 0 | 0 | 0 | 0
|  | Total Costs | 30727.0572 | 0 | 139.1099 | 174.7841 | 211.6569 | 249.5242 | 288.3954 | 328.3126 | 369.2996 | 411.3851 | 454.5985 | 637.264 | 2235.65 | 2335.298 | 2438.4891 | 2545.4474 | 2656.1984 | 2770.8684 | 2889.5873 | 3012.4891 | 3139.7116 | 3438.9874
|  | Present Value (PV) of Total Costs | 8389.725 | 0 | 126.8441 | 145.3203 | 160.4608 | 172.489 | 181.7812 | 188.6951 | 193.537 | 196.5829 | 198.0785 | 253.1867 | 809.9114 | 771.4152 | 734.4781 | 699.092 | 665.1856 | 632.7183 | 601.648 | 571.9319 | 543.5265 | 542.8423
Option 2: Replace / Install Network Devices
|  | Capital Costs | 6062.0006 | 517.1625 | 1783.7577 | 1847.6387 | 1913.4416 | 0 | 0 | 0 | 0 | 0 | 0 | 0 | 0 | 0 | 0 | 0 | 0 | 0 | 0 | 0 | 0 | 0
|  | Maintenance Costs | 0 | 0 | 0 | 0 | 0 | 0 | 0 | 0 | 0 | 0 | 0 | 0 | 0 | 0 | 0 | 0 | 0 | 0 | 0 | 0 | 0 | 0
Negative Impact on Revenue (STPIS)
|  | SAIFI sustained | 0 | 0 | 0 | 0 | 0 | 0 | 0 | 0 | 0 | 0 | 0 | 0 | 0 | 0 | 0 | 0 | 0 | 0 | 0 | 0 | 0 | 0
|  | SAIDI accidental | 0 | 0 | 0 | 0 | 0 | 0 | 0 | 0 | 0 | 0 | 0 | 0 | 0 | 0 | 0 | 0 | 0 | 0 | 0 | 0 | 0 | 0
|  | MAIFI momentary | 0 | 0 | 0 | 0 | 0 | 0 | 0 | 0 | 0 | 0 | 0 | 0 | 0 | 0 | 0 | 0 | 0 | 0 | 0 | 0 | 0 | 0
|  | Call centre response | 0 | 0 | 0 | 0 | 0 | 0 | 0 | 0 | 0 | 0 | 0 | 0 | 0 | 0 | 0 | 0 | 0 | 0 | 0 | 0 | 0 | 0
|  | Network Outage Costs | 0 | 0 | 0 | 0 | 0 | 0 | 0 | 0 | 0 | 0 | 0 | 0 | 0 | 0 | 0 | 0 | 0 | 0 | 0 | 0 | 0 | 0
|  | Loss of F Factor Benefit | 0 | 0 | 0 | 0 | 0 | 0 | 0 | 0 | 0 | 0 | 0 | 0 | 0 | 0 | 0 | 0 | 0 | 0 | 0 | 0 | 0 | 0
|  | Cost 1 | 0 | 0 | 0 | 0 | 0 | 0 | 0 | 0 | 0 | 0 | 0 | 0 | 0 | 0 | 0 | 0 | 0 | 0 | 0 | 0 | 0 | 0
|  | Cost 2 | 0 | 0 | 0 | 0 | 0 | 0 | 0 | 0 | 0 | 0 | 0 | 0 | 0 | 0 | 0 | 0 | 0 | 0 | 0 | 0 | 0 | 0
|  | Cost 3 | 0 | 0 | 0 | 0 | 0 | 0 | 0 | 0 | 0 | 0 | 0 | 0 | 0 | 0 | 0 | 0 | 0 | 0 | 0 | 0 | 0 | 0
|  | Cost 4 | 0 | 0 | 0 | 0 | 0 | 0 | 0 | 0 | 0 | 0 | 0 | 0 | 0 | 0 | 0 | 0 | 0 | 0 | 0 | 0 | 0 | 0
|  | Cost 5 | 0 | 0 | 0 | 0 | 0 | 0 | 0 | 0 | 0 | 0 | 0 | 0 | 0 | 0 | 0 | 0 | 0 | 0 | 0 | 0 | 0 | 0
|  | Risk 1 | 0 | 0 | 0 | 0 | 0 | 0 | 0 | 0 | 0 | 0 | 0 | 0 | 0 | 0 | 0 | 0 | 0 | 0 | 0 | 0 | 0 | 0
|  | Risk 2 | 0 | 0 | 0 | 0 | 0 | 0 | 0 | 0 | 0 | 0 | 0 | 0 | 0 | 0 | 0 | 0 | 0 | 0 | 0 | 0 | 0 | 0
|  | Risk 3 | 0 | 0 | 0 | 0 | 0 | 0 | 0 | 0 | 0 | 0 | 0 | 0 | 0 | 0 | 0 | 0 | 0 | 0 | 0 | 0 | 0 | 0
|  | Risk 4 | 0 | 0 | 0 | 0 | 0 | 0 | 0 | 0 | 0 | 0 | 0 | 0 | 0 | 0 | 0 | 0 | 0 | 0 | 0 | 0 | 0 | 0
|  | Risk 5 | 0 | 0 | 0 | 0 | 0 | 0 | 0 | 0 | 0 | 0 | 0 | 0 | 0 | 0 | 0 | 0 | 0 | 0 | 0 | 0 | 0 | 0
|  | Total Costs | 6062.0006 | 517.1625 | 1783.7577 | 1847.6387 | 1913.4416 | 0 | 0 | 0 | 0 | 0 | 0 | 0 | 0 | 0 | 0 | 0 | 0 | 0 | 0 | 0 | 0 | 0
|  | Present Value (PV) of Total Costs | 5130.4306 | 517.1625 | 1626.4774 | 1536.1774 | 1450.6134 | 0 | 0 | 0 | 0 | 0 | 0 | 0 | 0 | 0 | 0 | 0 | 0 | 0 | 0 | 0 | 0 | 0
Option 3: Replace / Install 80% Network Devices, Purchase the Remaining 20% of the AMI data and Control Functionality
|  | Capital Costs | 10547.4794 | 3591.6013 | 2758.1941 | 1543.0513 | 1599.6267 | 32.0947 | 35.2341 | 38.4832 | 41.8451 | 45.3229 | 48.92 | 52.6395 | 56.485 | 60.4598 | 64.5676 | 68.8121 | 73.1969 | 77.7259 | 82.4032 | 87.2326 | 92.2185 | 97.3649
|  | Maintenance Costs | 0 | 0 | 0 | 0 | 0 | 0 | 0 | 0 | 0 | 0 | 0 | 0 | 0 | 0 | 0 | 0 | 0 | 0 | 0 | 0 | 0 | 0
Negative Impact on Revenue (STPIS)
|  | SAIFI sustained | 0 | 0 | 0 | 0 | 0 | 0 | 0 | 0 | 0 | 0 | 0 | 0 | 0 | 0 | 0 | 0 | 0 | 0 | 0 | 0 | 0 | 0
|  | SAIDI accidental | 0 | 0 | 0 | 0 | 0 | 0 | 0 | 0 | 0 | 0 | 0 | 0 | 0 | 0 | 0 | 0 | 0 | 0 | 0 | 0 | 0 | 0
|  | MAIFI momentary | 0 | 0 | 0 | 0 | 0 | 0 | 0 | 0 | 0 | 0 | 0 | 0 | 0 | 0 | 0 | 0 | 0 | 0 | 0 | 0 | 0 | 0
|  | Call centre response | 0 | 0 | 0 | 0 | 0 | 0 | 0 | 0 | 0 | 0 | 0 | 0 | 0 | 0 | 0 | 0 | 0 | 0 | 0 | 0 | 0 | 0
|  | Network Outage Costs | 0 | 0 | 0 | 0 | 0 | 0 | 0 | 0 | 0 | 0 | 0 | 0 | 0 | 0 | 0 | 0 | 0 | 0 | 0 | 0 | 0 | 0
|  | Loss of F Factor Benefit | 0 | 0 | 0 | 0 | 0 | 0 | 0 | 0 | 0 | 0 | 0 | 0 | 0 | 0 | 0 | 0 | 0 | 0 | 0 | 0 | 0 | 0
|  | Need to Neutral Inegrity Test 1/5 of the services where data is acquired from non-UE Meter Data Provider | 3978.6604 | 0 | 0 | 0 | 0 | 0 | 0 | 0 | 0 | 0 | 0 | 27.6588 | 338.224 | 348.7976 | 359.8294 | 371.3577 | 383.3808 | 395.9172 | 408.9859 | 422.6065 | 436.7993 | 485.1033
|  | Cost 2 | 0 | 0 | 0 | 0 | 0 | 0 | 0 | 0 | 0 | 0 | 0 | 0 | 0 | 0 | 0 | 0 | 0 | 0 | 0 | 0 | 0 | 0
|  | Cost 3 | 0 | 0 | 0 | 0 | 0 | 0 | 0 | 0 | 0 | 0 | 0 | 0 | 0 | 0 | 0 | 0 | 0 | 0 | 0 | 0 | 0 | 0
|  | Cost 4 | 0 | 0 | 0 | 0 | 0 | 0 | 0 | 0 | 0 | 0 | 0 | 0 | 0 | 0 | 0 | 0 | 0 | 0 | 0 | 0 | 0 | 0
|  | Cost 5 | 0 | 0 | 0 | 0 | 0 | 0 | 0 | 0 | 0 | 0 | 0 | 0 | 0 | 0 | 0 | 0 | 0 | 0 | 0 | 0 | 0 | 0
|  | Risk 1 | 0 | 0 | 0 | 0 | 0 | 0 | 0 | 0 | 0 | 0 | 0 | 0 | 0 | 0 | 0 | 0 | 0 | 0 | 0 | 0 | 0 | 0
|  | Risk 2 | 0 | 0 | 0 | 0 | 0 | 0 | 0 | 0 | 0 | 0 | 0 | 0 | 0 | 0 | 0 | 0 | 0 | 0 | 0 | 0 | 0 | 0
|  | Risk 3 | 0 | 0 | 0 | 0 | 0 | 0 | 0 | 0 | 0 | 0 | 0 | 0 | 0 | 0 | 0 | 0 | 0 | 0 | 0 | 0 | 0 | 0
|  | Risk 4 | 0 | 0 | 0 | 0 | 0 | 0 | 0 | 0 | 0 | 0 | 0 | 0 | 0 | 0 | 0 | 0 | 0 | 0 | 0 | 0 | 0 | 0
|  | Risk 5 | 0 | 0 | 0 | 0 | 0 | 0 | 0 | 0 | 0 | 0 | 0 | 0 | 0 | 0 | 0 | 0 | 0 | 0 | 0 | 0 | 0 | 0
|  | Total Costs | 14526.1398 | 3591.6013 | 2758.1941 | 1543.0513 | 1599.6267 | 32.0947 | 35.2341 | 38.4832 | 41.8451 | 45.3229 | 48.92 | 80.2983 | 394.709 | 409.2574 | 424.397 | 440.1697 | 456.5777 | 473.6431 | 491.3891 | 509.8391 | 529.0177 | 582.4682
|  | Present Value (PV) of Total Costs | 9897.5791 | 3591.6013 | 2514.9942 | 1282.935 | 1212.7049 | 22.1862 | 22.2087 | 22.1179 | 21.9295 | 21.6578 | 21.3155 | 31.9028 | 142.9917 | 135.1893 | 127.8293 | 120.89 | 114.3397 | 108.1548 | 102.3133 | 96.7948 | 91.5801 | 91.9423
Option 4:
|  | Capital Costs | 0 | 0 | 0 | 0 | 0 | 0 | 0 | 0 | 0 | 0 | 0 | 0 | 0 | 0 | 0 | 0 | 0 | 0 | 0 | 0 | 0 | 0
|  | Maintenance Costs | 0 | 0 | 0 | 0 | 0 | 0 | 0 | 0 | 0 | 0 | 0 | 0 | 0 | 0 | 0 | 0 | 0 | 0 | 0 | 0 | 0 | 0
Negative Impact on Revenue (STPIS)
|  | SAIFI sustained | 0 | 0 | 0 | 0 | 0 | 0 | 0 | 0 | 0 | 0 | 0 | 0 | 0 | 0 | 0 | 0 | 0 | 0 | 0 | 0 | 0 | 0
|  | SAIDI accidental | 0 | 0 | 0 | 0 | 0 | 0 | 0 | 0 | 0 | 0 | 0 | 0 | 0 | 0 | 0 | 0 | 0 | 0 | 0 | 0 | 0 | 0
|  | MAIFI momentary | 0 | 0 | 0 | 0 | 0 | 0 | 0 | 0 | 0 | 0 | 0 | 0 | 0 | 0 | 0 | 0 | 0 | 0 | 0 | 0 | 0 | 0
|  | Call centre response | 0 | 0 | 0 | 0 | 0 | 0 | 0 | 0 | 0 | 0 | 0 | 0 | 0 | 0 | 0 | 0 | 0 | 0 | 0 | 0 | 0 | 0
|  | Network Outage Costs | 0 | 0 | 0 | 0 | 0 | 0 | 0 | 0 | 0 | 0 | 0 | 0 | 0 | 0 | 0 | 0 | 0 | 0 | 0 | 0 | 0 | 0
|  | Loss of F Factor Benefit | 0 | 0 | 0 | 0 | 0 | 0 | 0 | 0 | 0 | 0 | 0 | 0 | 0 | 0 | 0 | 0 | 0 | 0 | 0 | 0 | 0 | 0
|  | Cost 1 | 0 | 0 | 0 | 0 | 0 | 0 | 0 | 0 | 0 | 0 | 0 | 0 | 0 | 0 | 0 | 0 | 0 | 0 | 0 | 0 | 0 | 0
|  | Cost 2 | 0 | 0 | 0 | 0 | 0 | 0 | 0 | 0 | 0 | 0 | 0 | 0 | 0 | 0 | 0 | 0 | 0 | 0 | 0 | 0 | 0 | 0
|  | Cost 3 | 0 | 0 | 0 | 0 | 0 | 0 | 0 | 0 | 0 | 0 | 0 | 0 | 0 | 0 | 0 | 0 | 0 | 0 | 0 | 0 | 0 | 0
|  | Cost 4 | 0 | 0 | 0 | 0 | 0 | 0 | 0 | 0 | 0 | 0 | 0 | 0 | 0 | 0 | 0 | 0 | 0 | 0 | 0 | 0 | 0 | 0
|  | Cost 5 | 0 | 0 | 0 | 0 | 0 | 0 | 0 | 0 | 0 | 0 | 0 | 0 | 0 | 0 | 0 | 0 | 0 | 0 | 0 | 0 | 0 | 0
|  | Risk 1 | 0 | 0 | 0 | 0 | 0 | 0 | 0 | 0 | 0 | 0 | 0 | 0 | 0 | 0 | 0 | 0 | 0 | 0 | 0 | 0 | 0 | 0
|  | Risk 2 | 0 | 0 | 0 | 0 | 0 | 0 | 0 | 0 | 0 | 0 | 0 | 0 | 0 | 0 | 0 | 0 | 0 | 0 | 0 | 0 | 0 | 0
|  | Risk 3 | 0 | 0 | 0 | 0 | 0 | 0 | 0 | 0 | 0 | 0 | 0 | 0 | 0 | 0 | 0 | 0 | 0 | 0 | 0 | 0 | 0 | 0
|  | Risk 4 | 0 | 0 | 0 | 0 | 0 | 0 | 0 | 0 | 0 | 0 | 0 | 0 | 0 | 0 | 0 | 0 | 0 | 0 | 0 | 0 | 0 | 0
|  | Risk 5 | 0 | 0 | 0 | 0 | 0 | 0 | 0 | 0 | 0 | 0 | 0 | 0 | 0 | 0 | 0 | 0 | 0 | 0 | 0 | 0 | 0 | 0
|  | Total Costs | 0 | 0 | 0 | 0 | 0 | 0 | 0 | 0 | 0 | 0 | 0 | 0 | 0 | 0 | 0 | 0 | 0 | 0 | 0 | 0 | 0 | 0
|  | Present Value (PV) of Total Costs | 0 | 0 | 0 | 0 | 0 | 0 | 0 | 0 | 0 | 0 | 0 | 0 | 0 | 0 | 0 | 0 | 0 | 0 | 0 | 0 | 0 | 0
Option 5:
|  | Capital Costs | 0 | 0 | 0 | 0 | 0 | 0 | 0 | 0 | 0 | 0 | 0 | 0 | 0 | 0 | 0 | 0 | 0 | 0 | 0 | 0 | 0 | 0
|  | Maintenance Costs | 0 | 0 | 0 | 0 | 0 | 0 | 0 | 0 | 0 | 0 | 0 | 0 | 0 | 0 | 0 | 0 | 0 | 0 | 0 | 0 | 0 | 0
Negative Impact on Revenue (STPIS)
|  | SAIFI sustained | 0 | 0 | 0 | 0 | 0 | 0 | 0 | 0 | 0 | 0 | 0 | 0 | 0 | 0 | 0 | 0 | 0 | 0 | 0 | 0 | 0 | 0
|  | SAIDI accidental | 0 | 0 | 0 | 0 | 0 | 0 | 0 | 0 | 0 | 0 | 0 | 0 | 0 | 0 | 0 | 0 | 0 | 0 | 0 | 0 | 0 | 0
|  | MAIFI momentary | 0 | 0 | 0 | 0 | 0 | 0 | 0 | 0 | 0 | 0 | 0 | 0 | 0 | 0 | 0 | 0 | 0 | 0 | 0 | 0 | 0 | 0
|  | Call centre response | 0 | 0 | 0 | 0 | 0 | 0 | 0 | 0 | 0 | 0 | 0 | 0 | 0 | 0 | 0 | 0 | 0 | 0 | 0 | 0 | 0 | 0
|  | Network Outage Costs | 0 | 0 | 0 | 0 | 0 | 0 | 0 | 0 | 0 | 0 | 0 | 0 | 0 | 0 | 0 | 0 | 0 | 0 | 0 | 0 | 0 | 0
|  | Loss of F Factor Benefit | 0 | 0 | 0 | 0 | 0 | 0 | 0 | 0 | 0 | 0 | 0 | 0 | 0 | 0 | 0 | 0 | 0 | 0 | 0 | 0 | 0 | 0
|  | Cost 1 | 0 | 0 | 0 | 0 | 0 | 0 | 0 | 0 | 0 | 0 | 0 | 0 | 0 | 0 | 0 | 0 | 0 | 0 | 0 | 0 | 0 | 0
|  | Cost 2 | 0 | 0 | 0 | 0 | 0 | 0 | 0 | 0 | 0 | 0 | 0 | 0 | 0 | 0 | 0 | 0 | 0 | 0 | 0 | 0 | 0 | 0
|  | Cost 3 | 0 | 0 | 0 | 0 | 0 | 0 | 0 | 0 | 0 | 0 | 0 | 0 | 0 | 0 | 0 | 0 | 0 | 0 | 0 | 0 | 0 | 0
|  | Cost 4 | 0 | 0 | 0 | 0 | 0 | 0 | 0 | 0 | 0 | 0 | 0 | 0 | 0 | 0 | 0 | 0 | 0 | 0 | 0 | 0 | 0 | 0
|  | Cost 5 | 0 | 0 | 0 | 0 | 0 | 0 | 0 | 0 | 0 | 0 | 0 | 0 | 0 | 0 | 0 | 0 | 0 | 0 | 0 | 0 | 0 | 0
|  | Risk 1 | 0 | 0 | 0 | 0 | 0 | 0 | 0 | 0 | 0 | 0 | 0 | 0 | 0 | 0 | 0 | 0 | 0 | 0 | 0 | 0 | 0 | 0
|  | Risk 2 | 0 | 0 | 0 | 0 | 0 | 0 | 0 | 0 | 0 | 0 | 0 | 0 | 0 | 0 | 0 | 0 | 0 | 0 | 0 | 0 | 0 | 0
|  | Risk 3 | 0 | 0 | 0 | 0 | 0 | 0 | 0 | 0 | 0 | 0 | 0 | 0 | 0 | 0 | 0 | 0 | 0 | 0 | 0 | 0 | 0 | 0
|  | Risk 4 | 0 | 0 | 0 | 0 | 0 | 0 | 0 | 0 | 0 | 0 | 0 | 0 | 0 | 0 | 0 | 0 | 0 | 0 | 0 | 0 | 0 | 0
|  | Risk 5 | 0 | 0 | 0 | 0 | 0 | 0 | 0 | 0 | 0 | 0 | 0 | 0 | 0 | 0 | 0 | 0 | 0 | 0 | 0 | 0 | 0 | 0
|  | Total Costs | 0 | 0 | 0 | 0 | 0 | 0 | 0 | 0 | 0 | 0 | 0 | 0 | 0 | 0 | 0 | 0 | 0 | 0 | 0 | 0 | 0 | 0
|  | Present Value (PV) of Total Costs | 0 | 0 | 0 | 0 | 0 | 0 | 0 | 0 | 0 | 0 | 0 | 0 | 0 | 0 | 0 | 0 | 0 | 0 | 0 | 0 | 0 | 0
Summary
Total Costs
1 |  | "Status Quo" Reference Case |  | 0 | 0 | 0 | 0 | 0 | 0 | 0 | 0 | 0 | 0 | 0 | 0 | 0 | 0 | 0 | 0 | 0 | 0 | 0 | 0 | 0
2 |  | Option 1: Perform Manual Neutral Integrity where UE Meters are Removed |  | 0 | 139.1099 | 174.7841 | 211.6569 | 249.5242 | 288.3954 | 328.3126 | 369.2996 | 411.3851 | 454.5985 | 637.264 | 2235.65 | 2335.298 | 2438.4891 | 2545.4474 | 2656.1984 | 2770.8684 | 2889.5873 | 3012.4891 | 3139.7116 | 3438.9874
3 |  | Option 2: Replace / Install Network Devices |  | 517.1625 | 1783.7577 | 1847.6387 | 1913.4416 | 0 | 0 | 0 | 0 | 0 | 0 | 0 | 0 | 0 | 0 | 0 | 0 | 0 | 0 | 0 | 0 | 0
4 |  | Option 3: Replace / Install 80% Network Devices, Purchase the Remaining 20% of the AMI data and Control Functionality |  | 3591.6013 | 2758.1941 | 1543.0513 | 1599.6267 | 32.0947 | 35.2341 | 38.4832 | 41.8451 | 45.3229 | 48.92 | 80.2983 | 394.709 | 409.2574 | 424.397 | 440.1697 | 456.5777 | 473.6431 | 491.3891 | 509.8391 | 529.0177 | 582.4682
5 |  | Option 4: |  | 0 | 0 | 0 | 0 | 0 | 0 | 0 | 0 | 0 | 0 | 0 | 0 | 0 | 0 | 0 | 0 | 0 | 0 | 0 | 0 | 0
6 |  | Option 5: |  | 0 | 0 | 0 | 0 | 0 | 0 | 0 | 0 | 0 | 0 | 0 | 0 | 0 | 0 | 0 | 0 | 0 | 0 | 0 | 0 | 0
PV of Total Costs
1 |  | "Status Quo" Reference Case |  | 0 | 0 | 0 | 0 | 0 | 0 | 0 | 0 | 0 | 0 | 0 | 0 | 0 | 0 | 0 | 0 | 0 | 0 | 0 | 0 | 0
2 |  | Option 1: Perform Manual Neutral Integrity where UE Meters are Removed |  | 0 | 126.8441 | 145.3203 | 160.4608 | 172.489 | 181.7812 | 188.6951 | 193.537 | 196.5829 | 198.0785 | 253.1867 | 809.9114 | 771.4152 | 734.4781 | 699.092 | 665.1856 | 632.7183 | 601.648 | 571.9319 | 543.5265 | 542.8423
3 |  | Option 2: Replace / Install Network Devices |  | 517.1625 | 1626.4774 | 1536.1774 | 1450.6134 | 0 | 0 | 0 | 0 | 0 | 0 | 0 | 0 | 0 | 0 | 0 | 0 | 0 | 0 | 0 | 0 | 0
4 |  | Option 3: Replace / Install 80% Network Devices, Purchase the Remaining 20% of the AMI data and Control Functionality |  | 3591.6013 | 2514.9942 | 1282.935 | 1212.7049 | 22.1862 | 22.2087 | 22.1179 | 21.9295 | 21.6578 | 21.3155 | 31.9028 | 142.9917 | 135.1893 | 127.8293 | 120.89 | 114.3397 | 108.1548 | 102.3133 | 96.7948 | 91.5801 | 91.9423
5 |  | Option 4: |  | 0 | 0 | 0 | 0 | 0 | 0 | 0 | 0 | 0 | 0 | 0 | 0 | 0 | 0 | 0 | 0 | 0 | 0 | 0 | 0 | 0
6 |  | Option 5: |  | 0 | 0 | 0 | 0 | 0 | 0 | 0 | 0 | 0 | 0 | 0 | 0 | 0 | 0 | 0 | 0 | 0 | 0 | 0 | 0 | 0
|  |  | "Status Quo" Reference Case | DNSP Intelligent Network Device 2017 0: Option 1: Perform Manual Neutral Integrity where UE Meters are Removed; DNSP Intelligent Network Device 2018 1: Option 2: Replace / Install Network Devices; DNSP Intelligent Network Device 2019 2: Option 3: Replace / Install 80% Network Devices, Purchase the Remaining 20% of the AMI data and Control Functionality; DNSP Intelligent Network Device 2020 3: Option 4:; DNSP Intelligent Network Device 2021 4: Option 5:
|  | Capital Costs | 0 | DNSP Intelligent Network Device 2017 0: 5667.5339; DNSP Intelligent Network Device 2018 1: 6062.0006; DNSP Intelligent Network Device 2019 2: 10547.4794; DNSP Intelligent Network Device 2020 3: 0; DNSP Intelligent Network Device 2021 4: 0
|  | Maintenance Costs | 0 | DNSP Intelligent Network Device 2017 0: 0; DNSP Intelligent Network Device 2018 1: 0; DNSP Intelligent Network Device 2019 2: 0; DNSP Intelligent Network Device 2020 3: 0; DNSP Intelligent Network Device 2021 4: 0
|  | Negative Impact on Revenue (STPIS) | 0 | DNSP Intelligent Network Device 2017 0: 0; DNSP Intelligent Network Device 2018 1: 0; DNSP Intelligent Network Device 2019 2: 0; DNSP Intelligent Network Device 2020 3: 0; DNSP Intelligent Network Device 2021 4: 0
|  | Network Outage Costs | 0 | DNSP Intelligent Network Device 2017 0: 0; DNSP Intelligent Network Device 2018 1: 0; DNSP Intelligent Network Device 2019 2: 0; DNSP Intelligent Network Device 2020 3: 0; DNSP Intelligent Network Device 2021 4: 0
|  | Loss of F Factor Benefit | 0 | DNSP Intelligent Network Device 2017 0: 0; DNSP Intelligent Network Device 2018 1: 0; DNSP Intelligent Network Device 2019 2: 0; DNSP Intelligent Network Device 2020 3: 0; DNSP Intelligent Network Device 2021 4: 0
|  | Cost 1 | 0 | DNSP Intelligent Network Device 2017 0: 19893.3018; DNSP Intelligent Network Device 2018 1: 0; DNSP Intelligent Network Device 2019 2: 3978.6604; DNSP Intelligent Network Device 2020 3: 0; DNSP Intelligent Network Device 2021 4: 0
|  | Cost 2 | 0 | DNSP Intelligent Network Device 2017 0: 5166.2215; DNSP Intelligent Network Device 2018 1: 0; DNSP Intelligent Network Device 2019 2: 0; DNSP Intelligent Network Device 2020 3: 0; DNSP Intelligent Network Device 2021 4: 0
|  | Cost 3 | 0 | DNSP Intelligent Network Device 2017 0: 0; DNSP Intelligent Network Device 2018 1: 0; DNSP Intelligent Network Device 2019 2: 0; DNSP Intelligent Network Device 2020 3: 0; DNSP Intelligent Network Device 2021 4: 0
|  | Cost 4 | 0 | DNSP Intelligent Network Device 2017 0: 0; DNSP Intelligent Network Device 2018 1: 0; DNSP Intelligent Network Device 2019 2: 0; DNSP Intelligent Network Device 2020 3: 0; DNSP Intelligent Network Device 2021 4: 0
|  | Cost 5 | 0 | DNSP Intelligent Network Device 2017 0: 0; DNSP Intelligent Network Device 2018 1: 0; DNSP Intelligent Network Device 2019 2: 0; DNSP Intelligent Network Device 2020 3: 0; DNSP Intelligent Network Device 2021 4: 0
|  | Other Costs | 0 | DNSP Intelligent Network Device 2017 0: 0; DNSP Intelligent Network Device 2018 1: 0; DNSP Intelligent Network Device 2019 2: 0; DNSP Intelligent Network Device 2020 3: 0; DNSP Intelligent Network Device 2021 4: 0
|  | Total Costs | 0 | DNSP Intelligent Network Device 2017 0: 30727.0572; DNSP Intelligent Network Device 2018 1: 6062.0006; DNSP Intelligent Network Device 2019 2: 14526.1398; DNSP Intelligent Network Device 2020 3: 0; DNSP Intelligent Network Device 2021 4: 0
|  | PV of Total Costs |  | DNSP Intelligent Network Device 2017 0: 8389.725; DNSP Intelligent Network Device 2018 1: 5130.4306; DNSP Intelligent Network Device 2019 2: 9897.5791
|  | Least Cost (PV) | 5130.4306
|  | Least Cost Option | Option 2: Replace / Install Network Devices
Graph & Working Data
|  |  |  | 2017 | 2018 | 2019 | 2020 | 2021 | 2022 | 2023 | 2024 | 2025 | 2026 | 2027
|  |  | Annual 'Status Quo' carrying costs | 0 | 0 | 0 | 0 | 0 | 0 | 0 | 0 | 0 | 0 | 0 | 0 | 0 | 0 | 0 | 0 | 0 | 0 | 0 | 0 | 0
|  |  | Option 2: Replace / Install Network Devices annual carrying costs | 44.838 | 199.4898 | 359.6801 | 525.5754 | 525.5754 | 525.5754 | 525.5754 | 525.5754 | 525.5754 | 525.5754 | 525.5754 | 525.5754 | 525.5754 | 525.5754 | 525.5754 | 525.5754 | 525.5754 | 525.5754 | 525.5754 | 525.5754 | 525.5754
|  |  | Option 2: Replace / Install Network Devices PV of costs | 517.1625 | 1626.4774 | 1536.1774 | 1450.6134 | 0 | 0 | 0 | 0 | 0 | 0 | 0 | 0 | 0 | 0 | 0 | 0 | 0 | 0 | 0 | 0 | 0
"Status Quo" Reference Case
|  |  | Annual Costs | 0 | 0 | 0 | 0 | 0 | 0 | 0 | 0 | 0 | 0 | 0 | 0 | 0 | 0 | 0 | 0 | 0 | 0 | 0 | 0 | 0
|  |  | Cumulative Costs | 0 | 0 | 0 | 0 | 0 | 0 | 0 | 0 | 0 | 0 | 0 | 0 | 0 | 0 | 0 | 0 | 0 | 0 | 0 | 0 | 0
|  |  | Funding Costs | 0 | 0 | 0 | 0 | 0 | 0 | 0 | 0 | 0 | 0 | 0 | 0 | 0 | 0 | 0 | 0 | 0 | 0 | 0 | 0 | 0
| 3 |  | Recommended Case: Option 2: Replace / Install Network Devices
|  |  | Annual Costs | 517.1625 | 1783.7577 | 1847.6387 | 1913.4416 | 0 | 0 | 0 | 0 | 0 | 0 | 0 | 0 | 0 | 0 | 0 | 0 | 0 | 0 | 0 | 0 | 0
|  |  | Cumulative Costs | 517.1625 | 2300.9202 | 4148.5589 | 6062.0006 | 6062.0006 | 6062.0006 | 6062.0006 | 6062.0006 | 6062.0006 | 6062.0006 | 6062.0006 | 6062.0006 | 6062.0006 | 6062.0006 | 6062.0006 | 6062.0006 | 6062.0006 | 6062.0006 | 6062.0006 | 6062.0006 | 6062.0006
|  |  | Funding Costs | 44.838 | 199.4898 | 359.6801 | 525.5754 | 525.5754 | 525.5754 | 525.5754 | 525.5754 | 525.5754 | 525.5754 | 525.5754 | 525.5754 | 525.5754 | 525.5754 | 525.5754 | 525.5754 | 525.5754 | 525.5754 | 525.5754 | 525.5754 | 525.5754

## Calculations (RIT-D) (hidden)
Regulatory Investment Test-Distribution (RIT-D)
Calculations based on Approach 6 (levelised costs - period of assessment), guidelines issued by Grid Australia for RIT-Transmission.
| Options | NPV | Ranking
$000
| "Status Quo" Reference Case | 0 | 1
Option 1: Perform Manual Neutral Integrity where UE Meters are Removed
Option 2: Replace / Install Network Devices
Option 3: Replace / Install 80% Network Devices, Purchase the Remaining 20% of the AMI data and Control Functionality
Option 4:
Option 5:
| Discount Rate | 8.67%
$000, nominal
|  |  | 2018 | 2019 | 2020 | 2021 | 2022 | 2023 | 2024 | 2025 | 2026 | 2027 | 2028 | 2029 | 2030 | 2031 | 2032 | 2033 | 2034 | 2035 | 2036 | 2037
| t= |  | 1 | 2 | 3 | 4 | 5 | 6 | 7 | 8 | 9 | 10 | 11 | 12 | 13 | 14 | 15 | 16 | 17 | 18 | 19 | 20
Inflation (%) |  |  | 1.94% | 1.94% | 1.94% | 1.94% | 1.94% | 1.94% | 1.94% | 1.94% | 1.94% | 1.94% | 1.94% | 1.94% | 1.94% | 1.94% | 1.94% | 1.94% | 1.94% | 1.94% | 1.94% | 1.94%
Inflation Index |  | 1 | 1.0194 | 1.0392 | 1.0593 | 1.0799 | 1.1008 | 1.1222 | 1.144 | 1.1662 | 1.1888 | 1.2118 | 1.2354 | 1.2593 | 1.2837 | 1.3087 | 1.334 | 1.3599 | 1.3863 | 1.4132 | 1.4406 | 1.4686 | 1.4686
"Status Quo" Reference Case
Benefits
| Value of Electricity to Customers (VCR) | 0 | 0 | 0 | 0 | 0 | 0 | 0 | 0 | 0 | 0 | 0 | 0 | 0 | 0 | 0 | 0 | 0 | 0 | 0 | 0 | 0
| Changes in Voluntary Load Curtailment | 0 | 0 | 0 | 0 | 0 | 0 | 0 | 0 | 0 | 0 | 0 | 0 | 0 | 0 | 0 | 0 | 0 | 0 | 0 | 0 | 0
| Changes in Costs to Other Parties | 0 | 0 | 0 | 0 | 0 | 0 | 0 | 0 | 0 | 0 | 0 | 0 | 0 | 0 | 0 | 0 | 0 | 0 | 0 | 0 | 0
| Difference in Timing (capex) | 0
| Changes in Load Transfer Capacity | 0 | 0 | 0 | 0 | 0 | 0 | 0 | 0 | 0 | 0 | 0 | 0 | 0 | 0 | 0 | 0 | 0 | 0 | 0 | 0 | 0
| Option Value | 0
| Avoided Network Losses | 0 | 0 | 0 | 0 | 0 | 0 | 0 | 0 | 0 | 0 | 0 | 0 | 0 | 0 | 0 | 0 | 0 | 0 | 0 | 0 | 0
| Other Benefits | 0
| Avoided Environmental Impact | 0 | 0 | 0 | 0 | 0 | 0 | 0 | 0 | 0 | 0 | 0 | 0 | 0 | 0 | 0 | 0 | 0 | 0 | 0 | 0 | 0
| Community Health and Safety | 0 | 0 | 0 | 0 | 0 | 0 | 0 | 0 | 0 | 0 | 0 | 0 | 0 | 0 | 0 | 0 | 0 | 0 | 0 | 0 | 0
| Other Benefits | 0 | 0 | 0 | 0 | 0 | 0 | 0 | 0 | 0 | 0 | 0 | 0 | 0 | 0 | 0 | 0 | 0 | 0 | 0 | 0 | 0
| Total Benefits | 0 | 0 | 0 | 0 | 0 | 0 | 0 | 0 | 0 | 0 | 0 | 0 | 0 | 0 | 0 | 0 | 0 | 0 | 0 | 0 | 0
Costs
| Annualised Cost - capex (2017) | 0 | 0 | 0 | 0 | 0 | 0 | 0 | 0 | 0 | 0 | 0 | 0 | 0 | 0 | 0 | 0 | 0 | 0 | 0 | 0 | 0
| Annualised Cost - capex (2018) | 0 | 0 | 0 | 0 | 0 | 0 | 0 | 0 | 0 | 0 | 0 | 0 | 0 | 0 | 0 | 0 | 0 | 0 | 0 | 0 | 0
| Annualised Cost - capex (2019) | 0 | 0 | 0 | 0 | 0 | 0 | 0 | 0 | 0 | 0 | 0 | 0 | 0 | 0 | 0 | 0 | 0 | 0 | 0 | 0 | 0
| Annualised Cost - capex (2020) | 0 | 0 | 0 | 0 | 0 | 0 | 0 | 0 | 0 | 0 | 0 | 0 | 0 | 0 | 0 | 0 | 0 | 0 | 0 | 0 | 0
| Annualised Cost - capex (2021) | 0 | 0 | 0 | 0 | 0 | 0 | 0 | 0 | 0 | 0 | 0 | 0 | 0 | 0 | 0 | 0 | 0 | 0 | 0 | 0 | 0
| O&M Costs | 0 | 0 | 0 | 0 | 0 | 0 | 0 | 0 | 0 | 0 | 0 | 0 | 0 | 0 | 0 | 0 | 0 | 0 | 0 | 0 | 0
| Compliance and Admin Costs | 0 | 0 | 0 | 0 | 0 | 0 | 0 | 0 | 0 | 0 | 0 | 0 | 0 | 0 | 0 | 0 | 0 | 0 | 0 | 0 | 0
| Other Costs | 0
| Total Costs | 0 | 0 | 0 | 0 | 0 | 0 | 0 | 0 | 0 | 0 | 0 | 0 | 0 | 0 | 0 | 0 | 0 | 0 | 0 | 0 | 0
| Net Benefit | 0 | 0 | 0 | 0 | 0 | 0 | 0 | 0 | 0 | 0 | 0 | 0 | 0 | 0 | 0 | 0 | 0 | 0 | 0 | 0 | 0
| Present Value | 0 | 0 | 0 | 0 | 0 | 0 | 0 | 0 | 0 | 0 | 0 | 0 | 0 | 0 | 0 | 0 | 0 | 0 | 0 | 0 | 0
Option 1: Perform Manual Neutral Integrity where UE Meters are Removed
Benefits
| Value of Electricity to Customers (VCR) | 0 | 0 | 0 | 0 | 0 | 0 | 0 | 0 | 0 | 0 | 0 | 0 | 0 | 0 | 0 | 0 | 0 | 0 | 0 | 0 | 0
| Changes in Voluntary Load Curtailment | 0 | 0 | 0 | 0 | 0 | 0 | 0 | 0 | 0 | 0 | 0 | 0 | 0 | 0 | 0 | 0 | 0 | 0 | 0 | 0 | 0
| Changes in Costs to Other Parties | 0 | 0 | 0 | 0 | 0 | 0 | 0 | 0 | 0 | 0 | 0 | 0 | 0 | 0 | 0 | 0 | 0 | 0 | 0 | 0 | 0
| Difference in Timing (capex) | 0
| Changes in Load Transfer Capacity | 0 | 0 | 0 | 0 | 0 | 0 | 0 | 0 | 0 | 0 | 0 | 0 | 0 | 0 | 0 | 0 | 0 | 0 | 0 | 0 | 0
| Option Value | 0
| Avoided Network Losses | 0 | 0 | 0 | 0 | 0 | 0 | 0 | 0 | 0 | 0 | 0 | 0 | 0 | 0 | 0 | 0 | 0 | 0 | 0 | 0 | 0
| Other Benefits | 0
| Avoided Environmental Impact | 0 | 0 | 0 | 0 | 0 | 0 | 0 | 0 | 0 | 0 | 0 | 0 | 0 | 0 | 0 | 0 | 0 | 0 | 0 | 0 | 0
| Community Health and Safety | 0 | 0 | 0 | 0 | 0 | 0 | 0 | 0 | 0 | 0 | 0 | 0 | 0 | 0 | 0 | 0 | 0 | 0 | 0 | 0 | 0
| Other Benefits | 0 | 0 | 0 | 0 | 0 | 0 | 0 | 0 | 0 | 0 | 0 | 0 | 0 | 0 | 0 | 0 | 0 | 0 | 0 | 0 | 0
| Total Benefits | 0 | 0 | 0 | 0 | 0 | 0 | 0 | 0 | 0 | 0 | 0 | 0 | 0 | 0 | 0 | 0 | 0 | 0 | 0 | 0 | 0
Costs
| Annualised Cost - capex (2017) | 0 | 0 | 0 | 0 | 0 | 0 | 0 | 0 | 0 | 0 | 0 | 0 | 0 | 0 | 0 | 0 | 0 | 0 | 0 | 0 | 0
| Annualised Cost - capex (2018) | 0 | 0 | 0 | 0 | 0 | 0 | 0 | 0 | 0 | 0 | 0 | 0 | 0 | 0 | 0 | 0 | 0 | 0 | 0 | 0 | 0
| Annualised Cost - capex (2019) | 0 | 0 | 0 | 0 | 0 | 0 | 0 | 0 | 0 | 0 | 0 | 0 | 0 | 0 | 0 | 0 | 0 | 0 | 0 | 0 | 0
| Annualised Cost - capex (2020) | 0 | 0 | 0 | 0 | 0 | 0 | 0 | 0 | 0 | 0 | 0 | 0 | 0 | 0 | 0 | 0 | 0 | 0 | 0 | 0 | 0
| Annualised Cost - capex (2021) | 0 | 0 | 0 | 0 | 0 | 0 | 0 | 0 | 0 | 0 | 0 | 0 | 0 | 0 | 0 | 0 | 0 | 0 | 0 | 0 | 0
| O&M Costs | 0 | 0 | 0 | 0 | 0 | 0 | 0 | 0 | 0 | 0 | 0 | 0 | 0 | 0 | 0 | 0 | 0 | 0 | 0 | 0 | 0
| Compliance and Admin Costs | 0 | 0 | 0 | 0 | 0 | 0 | 0 | 0 | 0 | 0 | 0 | 0 | 0 | 0 | 0 | 0 | 0 | 0 | 0 | 0 | 0
| Other Costs | 0
| Total Costs | 0 | 0 | 0 | 0 | 0 | 0 | 0 | 0 | 0 | 0 | 0 | 0 | 0 | 0 | 0 | 0 | 0 | 0 | 0 | 0 | 0
| Net Benefit | 0 | 0 | 0 | 0 | 0 | 0 | 0 | 0 | 0 | 0 | 0 | 0 | 0 | 0 | 0 | 0 | 0 | 0 | 0 | 0 | 0
| Present Value | 0 | 0 | 0 | 0 | 0 | 0 | 0 | 0 | 0 | 0 | 0 | 0 | 0 | 0 | 0 | 0 | 0 | 0 | 0 | 0 | 0
Option 2: Replace / Install Network Devices
Benefits
| Value of Electricity to Customers (VCR) | 0 | 0 | 0 | 0 | 0 | 0 | 0 | 0 | 0 | 0 | 0 | 0 | 0 | 0 | 0 | 0 | 0 | 0 | 0 | 0 | 0
| Changes in Voluntary Load Curtailment | 0 | 0 | 0 | 0 | 0 | 0 | 0 | 0 | 0 | 0 | 0 | 0 | 0 | 0 | 0 | 0 | 0 | 0 | 0 | 0 | 0
| Changes in Costs to Other Parties | 0 | 0 | 0 | 0 | 0 | 0 | 0 | 0 | 0 | 0 | 0 | 0 | 0 | 0 | 0 | 0 | 0 | 0 | 0 | 0 | 0
| Difference in Timing (capex) | 0
| Changes in Load Transfer Capacity | 0 | 0 | 0 | 0 | 0 | 0 | 0 | 0 | 0 | 0 | 0 | 0 | 0 | 0 | 0 | 0 | 0 | 0 | 0 | 0 | 0
| Option Value | 0
| Avoided Network Losses | 0 | 0 | 0 | 0 | 0 | 0 | 0 | 0 | 0 | 0 | 0 | 0 | 0 | 0 | 0 | 0 | 0 | 0 | 0 | 0 | 0
| Other Benefits | 0
| Avoided Environmental Impact | 0 | 0 | 0 | 0 | 0 | 0 | 0 | 0 | 0 | 0 | 0 | 0 | 0 | 0 | 0 | 0 | 0 | 0 | 0 | 0 | 0
| Community Health and Safety | 0 | 0 | 0 | 0 | 0 | 0 | 0 | 0 | 0 | 0 | 0 | 0 | 0 | 0 | 0 | 0 | 0 | 0 | 0 | 0 | 0
| Other Benefits | 0 | 0 | 0 | 0 | 0 | 0 | 0 | 0 | 0 | 0 | 0 | 0 | 0 | 0 | 0 | 0 | 0 | 0 | 0 | 0 | 0
| Total Benefits | 0 | 0 | 0 | 0 | 0 | 0 | 0 | 0 | 0 | 0 | 0 | 0 | 0 | 0 | 0 | 0 | 0 | 0 | 0 | 0 | 0
Costs
| Annualised Cost - capex (2017) | 0 | 0 | 0 | 0 | 0 | 0 | 0 | 0 | 0 | 0 | 0 | 0 | 0 | 0 | 0 | 0 | 0 | 0 | 0 | 0 | 0
| Annualised Cost - capex (2018) | 0 | 0 | 0 | 0 | 0 | 0 | 0 | 0 | 0 | 0 | 0 | 0 | 0 | 0 | 0 | 0 | 0 | 0 | 0 | 0 | 0
| Annualised Cost - capex (2019) | 0 | 0 | 0 | 0 | 0 | 0 | 0 | 0 | 0 | 0 | 0 | 0 | 0 | 0 | 0 | 0 | 0 | 0 | 0 | 0 | 0
| Annualised Cost - capex (2020) | 0 | 0 | 0 | 0 | 0 | 0 | 0 | 0 | 0 | 0 | 0 | 0 | 0 | 0 | 0 | 0 | 0 | 0 | 0 | 0 | 0
| Annualised Cost - capex (2021) | 0 | 0 | 0 | 0 | 0 | 0 | 0 | 0 | 0 | 0 | 0 | 0 | 0 | 0 | 0 | 0 | 0 | 0 | 0 | 0 | 0
| O&M Costs | 0 | 0 | 0 | 0 | 0 | 0 | 0 | 0 | 0 | 0 | 0 | 0 | 0 | 0 | 0 | 0 | 0 | 0 | 0 | 0 | 0
| Compliance and Admin Costs | 0 | 0 | 0 | 0 | 0 | 0 | 0 | 0 | 0 | 0 | 0 | 0 | 0 | 0 | 0 | 0 | 0 | 0 | 0 | 0 | 0
| Other Costs | 0
| Total Costs | 0 | 0 | 0 | 0 | 0 | 0 | 0 | 0 | 0 | 0 | 0 | 0 | 0 | 0 | 0 | 0 | 0 | 0 | 0 | 0 | 0
| Net Benefit | 0 | 0 | 0 | 0 | 0 | 0 | 0 | 0 | 0 | 0 | 0 | 0 | 0 | 0 | 0 | 0 | 0 | 0 | 0 | 0 | 0
| Present Value | 0 | 0 | 0 | 0 | 0 | 0 | 0 | 0 | 0 | 0 | 0 | 0 | 0 | 0 | 0 | 0 | 0 | 0 | 0 | 0 | 0
Option 3: Replace / Install 80% Network Devices, Purchase the Remaining 20% of the AMI data and Control Functionality
Benefits
| Value of Electricity to Customers (VCR) | 0 | 0 | 0 | 0 | 0 | 0 | 0 | 0 | 0 | 0 | 0 | 0 | 0 | 0 | 0 | 0 | 0 | 0 | 0 | 0 | 0
| Changes in Voluntary Load Curtailment | 0 | 0 | 0 | 0 | 0 | 0 | 0 | 0 | 0 | 0 | 0 | 0 | 0 | 0 | 0 | 0 | 0 | 0 | 0 | 0 | 0
| Changes in Costs to Other Parties | 0 | 0 | 0 | 0 | 0 | 0 | 0 | 0 | 0 | 0 | 0 | 0 | 0 | 0 | 0 | 0 | 0 | 0 | 0 | 0 | 0
| Difference in Timing (capex) | 0
| Changes in Load Transfer Capacity | 0 | 0 | 0 | 0 | 0 | 0 | 0 | 0 | 0 | 0 | 0 | 0 | 0 | 0 | 0 | 0 | 0 | 0 | 0 | 0 | 0
| Option Value | 0
| Avoided Network Losses | 0 | 0 | 0 | 0 | 0 | 0 | 0 | 0 | 0 | 0 | 0 | 0 | 0 | 0 | 0 | 0 | 0 | 0 | 0 | 0 | 0
| Other Benefits | 0
| Avoided Environmental Impact | 0 | 0 | 0 | 0 | 0 | 0 | 0 | 0 | 0 | 0 | 0 | 0 | 0 | 0 | 0 | 0 | 0 | 0 | 0 | 0 | 0
| Community Health and Safety | 0 | 0 | 0 | 0 | 0 | 0 | 0 | 0 | 0 | 0 | 0 | 0 | 0 | 0 | 0 | 0 | 0 | 0 | 0 | 0 | 0
| Other Benefits | 0 | 0 | 0 | 0 | 0 | 0 | 0 | 0 | 0 | 0 | 0 | 0 | 0 | 0 | 0 | 0 | 0 | 0 | 0 | 0 | 0
| Total Benefits | 0 | 0 | 0 | 0 | 0 | 0 | 0 | 0 | 0 | 0 | 0 | 0 | 0 | 0 | 0 | 0 | 0 | 0 | 0 | 0 | 0
Costs
| Annualised Cost - capex (2017) | 0 | 0 | 0 | 0 | 0 | 0 | 0 | 0 | 0 | 0 | 0 | 0 | 0 | 0 | 0 | 0 | 0 | 0 | 0 | 0 | 0
| Annualised Cost - capex (2018) | 0 | 0 | 0 | 0 | 0 | 0 | 0 | 0 | 0 | 0 | 0 | 0 | 0 | 0 | 0 | 0 | 0 | 0 | 0 | 0 | 0
| Annualised Cost - capex (2019) | 0 | 0 | 0 | 0 | 0 | 0 | 0 | 0 | 0 | 0 | 0 | 0 | 0 | 0 | 0 | 0 | 0 | 0 | 0 | 0 | 0
| Annualised Cost - capex (2020) | 0 | 0 | 0 | 0 | 0 | 0 | 0 | 0 | 0 | 0 | 0 | 0 | 0 | 0 | 0 | 0 | 0 | 0 | 0 | 0 | 0
| Annualised Cost - capex (2021) | 0 | 0 | 0 | 0 | 0 | 0 | 0 | 0 | 0 | 0 | 0 | 0 | 0 | 0 | 0 | 0 | 0 | 0 | 0 | 0 | 0
| O&M Costs | 0 | 0 | 0 | 0 | 0 | 0 | 0 | 0 | 0 | 0 | 0 | 0 | 0 | 0 | 0 | 0 | 0 | 0 | 0 | 0 | 0
| Compliance and Admin Costs | 0 | 0 | 0 | 0 | 0 | 0 | 0 | 0 | 0 | 0 | 0 | 0 | 0 | 0 | 0 | 0 | 0 | 0 | 0 | 0 | 0
| Other Costs | 0
| Total Costs | 0 | 0 | 0 | 0 | 0 | 0 | 0 | 0 | 0 | 0 | 0 | 0 | 0 | 0 | 0 | 0 | 0 | 0 | 0 | 0 | 0
| Net Benefit | 0 | 0 | 0 | 0 | 0 | 0 | 0 | 0 | 0 | 0 | 0 | 0 | 0 | 0 | 0 | 0 | 0 | 0 | 0 | 0 | 0
| Present Value | 0 | 0 | 0 | 0 | 0 | 0 | 0 | 0 | 0 | 0 | 0 | 0 | 0 | 0 | 0 | 0 | 0 | 0 | 0 | 0 | 0
Option 4:
Benefits
| Value of Electricity to Customers (VCR) | 0 | 0 | 0 | 0 | 0 | 0 | 0 | 0 | 0 | 0 | 0 | 0 | 0 | 0 | 0 | 0 | 0 | 0 | 0 | 0 | 0
| Changes in Voluntary Load Curtailment | 0 | 0 | 0 | 0 | 0 | 0 | 0 | 0 | 0 | 0 | 0 | 0 | 0 | 0 | 0 | 0 | 0 | 0 | 0 | 0 | 0
| Changes in Costs to Other Parties | 0 | 0 | 0 | 0 | 0 | 0 | 0 | 0 | 0 | 0 | 0 | 0 | 0 | 0 | 0 | 0 | 0 | 0 | 0 | 0 | 0
| Difference in Timing (capex) | 0
| Changes in Load Transfer Capacity | 0 | 0 | 0 | 0 | 0 | 0 | 0 | 0 | 0 | 0 | 0 | 0 | 0 | 0 | 0 | 0 | 0 | 0 | 0 | 0 | 0
| Option Value | 0
| Avoided Network Losses | 0 | 0 | 0 | 0 | 0 | 0 | 0 | 0 | 0 | 0 | 0 | 0 | 0 | 0 | 0 | 0 | 0 | 0 | 0 | 0 | 0
| Other Benefits | 0
| Avoided Environmental Impact | 0 | 0 | 0 | 0 | 0 | 0 | 0 | 0 | 0 | 0 | 0 | 0 | 0 | 0 | 0 | 0 | 0 | 0 | 0 | 0 | 0
| Community Health and Safety | 0 | 0 | 0 | 0 | 0 | 0 | 0 | 0 | 0 | 0 | 0 | 0 | 0 | 0 | 0 | 0 | 0 | 0 | 0 | 0 | 0
| Other Benefits | 0 | 0 | 0 | 0 | 0 | 0 | 0 | 0 | 0 | 0 | 0 | 0 | 0 | 0 | 0 | 0 | 0 | 0 | 0 | 0 | 0
| Total Benefits | 0 | 0 | 0 | 0 | 0 | 0 | 0 | 0 | 0 | 0 | 0 | 0 | 0 | 0 | 0 | 0 | 0 | 0 | 0 | 0 | 0
Costs
| Annualised Cost - capex (2017) | 0 | 0 | 0 | 0 | 0 | 0 | 0 | 0 | 0 | 0 | 0 | 0 | 0 | 0 | 0 | 0 | 0 | 0 | 0 | 0 | 0
| Annualised Cost - capex (2018) | 0 | 0 | 0 | 0 | 0 | 0 | 0 | 0 | 0 | 0 | 0 | 0 | 0 | 0 | 0 | 0 | 0 | 0 | 0 | 0 | 0
| Annualised Cost - capex (2019) | 0 | 0 | 0 | 0 | 0 | 0 | 0 | 0 | 0 | 0 | 0 | 0 | 0 | 0 | 0 | 0 | 0 | 0 | 0 | 0 | 0
| Annualised Cost - capex (2020) | 0 | 0 | 0 | 0 | 0 | 0 | 0 | 0 | 0 | 0 | 0 | 0 | 0 | 0 | 0 | 0 | 0 | 0 | 0 | 0 | 0
| Annualised Cost - capex (2021) | 0 | 0 | 0 | 0 | 0 | 0 | 0 | 0 | 0 | 0 | 0 | 0 | 0 | 0 | 0 | 0 | 0 | 0 | 0 | 0 | 0
| O&M Costs | 0 | 0 | 0 | 0 | 0 | 0 | 0 | 0 | 0 | 0 | 0 | 0 | 0 | 0 | 0 | 0 | 0 | 0 | 0 | 0 | 0
| Compliance and Admin Costs | 0 | 0 | 0 | 0 | 0 | 0 | 0 | 0 | 0 | 0 | 0 | 0 | 0 | 0 | 0 | 0 | 0 | 0 | 0 | 0 | 0
| Other Costs | 0
| Total Costs | 0 | 0 | 0 | 0 | 0 | 0 | 0 | 0 | 0 | 0 | 0 | 0 | 0 | 0 | 0 | 0 | 0 | 0 | 0 | 0 | 0
| Net Benefit | 0 | 0 | 0 | 0 | 0 | 0 | 0 | 0 | 0 | 0 | 0 | 0 | 0 | 0 | 0 | 0 | 0 | 0 | 0 | 0 | 0
| Present Value | 0 | 0 | 0 | 0 | 0 | 0 | 0 | 0 | 0 | 0 | 0 | 0 | 0 | 0 | 0 | 0 | 0 | 0 | 0 | 0 | 0
Option 5:
Benefits
| Value of Electricity to Customers (VCR) | 0 | 0 | 0 | 0 | 0 | 0 | 0 | 0 | 0 | 0 | 0 | 0 | 0 | 0 | 0 | 0 | 0 | 0 | 0 | 0 | 0
| Changes in Voluntary Load Curtailment | 0 | 0 | 0 | 0 | 0 | 0 | 0 | 0 | 0 | 0 | 0 | 0 | 0 | 0 | 0 | 0 | 0 | 0 | 0 | 0 | 0
| Changes in Costs to Other Parties | 0 | 0 | 0 | 0 | 0 | 0 | 0 | 0 | 0 | 0 | 0 | 0 | 0 | 0 | 0 | 0 | 0 | 0 | 0 | 0 | 0
| Difference in Timing (capex) | 0
| Changes in Load Transfer Capacity | 0 | 0 | 0 | 0 | 0 | 0 | 0 | 0 | 0 | 0 | 0 | 0 | 0 | 0 | 0 | 0 | 0 | 0 | 0 | 0 | 0
| Option Value | 0
| Avoided Network Losses | 0 | 0 | 0 | 0 | 0 | 0 | 0 | 0 | 0 | 0 | 0 | 0 | 0 | 0 | 0 | 0 | 0 | 0 | 0 | 0 | 0
| Other Benefits | 0
| Avoided Environmental Impact | 0 | 0 | 0 | 0 | 0 | 0 | 0 | 0 | 0 | 0 | 0 | 0 | 0 | 0 | 0 | 0 | 0 | 0 | 0 | 0 | 0
| Community Health and Safety | 0 | 0 | 0 | 0 | 0 | 0 | 0 | 0 | 0 | 0 | 0 | 0 | 0 | 0 | 0 | 0 | 0 | 0 | 0 | 0 | 0
| Other Benefits | 0 | 0 | 0 | 0 | 0 | 0 | 0 | 0 | 0 | 0 | 0 | 0 | 0 | 0 | 0 | 0 | 0 | 0 | 0 | 0 | 0
| Total Benefits | 0 | 0 | 0 | 0 | 0 | 0 | 0 | 0 | 0 | 0 | 0 | 0 | 0 | 0 | 0 | 0 | 0 | 0 | 0 | 0 | 0
Costs
| Annualised Cost - capex (2017) | 0 | 0 | 0 | 0 | 0 | 0 | 0 | 0 | 0 | 0 | 0 | 0 | 0 | 0 | 0 | 0 | 0 | 0 | 0 | 0 | 0
| Annualised Cost - capex (2018) | 0 | 0 | 0 | 0 | 0 | 0 | 0 | 0 | 0 | 0 | 0 | 0 | 0 | 0 | 0 | 0 | 0 | 0 | 0 | 0 | 0
| Annualised Cost - capex (2019) | 0 | 0 | 0 | 0 | 0 | 0 | 0 | 0 | 0 | 0 | 0 | 0 | 0 | 0 | 0 | 0 | 0 | 0 | 0 | 0 | 0
| Annualised Cost - capex (2020) | 0 | 0 | 0 | 0 | 0 | 0 | 0 | 0 | 0 | 0 | 0 | 0 | 0 | 0 | 0 | 0 | 0 | 0 | 0 | 0 | 0
| Annualised Cost - capex (2021) | 0 | 0 | 0 | 0 | 0 | 0 | 0 | 0 | 0 | 0 | 0 | 0 | 0 | 0 | 0 | 0 | 0 | 0 | 0 | 0 | 0
| O&M Costs | 0 | 0 | 0 | 0 | 0 | 0 | 0 | 0 | 0 | 0 | 0 | 0 | 0 | 0 | 0 | 0 | 0 | 0 | 0 | 0 | 0
| Compliance and Admin Costs | 0 | 0 | 0 | 0 | 0 | 0 | 0 | 0 | 0 | 0 | 0 | 0 | 0 | 0 | 0 | 0 | 0 | 0 | 0 | 0 | 0
| Other Costs | 0
| Total Costs | 0 | 0 | 0 | 0 | 0 | 0 | 0 | 0 | 0 | 0 | 0 | 0 | 0 | 0 | 0 | 0 | 0 | 0 | 0 | 0 | 0
| Net Benefit | 0 | 0 | 0 | 0 | 0 | 0 | 0 | 0 | 0 | 0 | 0 | 0 | 0 | 0 | 0 | 0 | 0 | 0 | 0 | 0 | 0
| Present Value | 0 | 0 | 0 | 0 | 0 | 0 | 0 | 0 | 0 | 0 | 0 | 0 | 0 | 0 | 0 | 0 | 0 | 0 | 0 | 0 | 0
0
Calculations - capex annualisation
"Status Quo" Reference Case
Annualised Cost - capex (2017) |  | 0
| Interest Repayment |  | 0 | 0 | 0 | 0 | 0 | 0 | 0 | 0 | 0 | 0 | 0 | 0 | 0 | 0 | 0 | 0 | 0 | 0 | 0 | 0
| Principal Repayment |  | 0 | 0 | 0 | 0 | 0 | 0 | 0 | 0 | 0 | 0 | 0 | 0 | 0 | 0 | 0 | 0 | 0 | 0 | 0 | 0
| Total Repayment |  | 0 | 0 | 0 | 0 | 0 | 0 | 0 | 0 | 0 | 0 | 0 | 0 | 0 | 0 | 0 | 0 | 0 | 0 | 0 | 0
| Outstanding Principal |  | 0 | 0 | 0 | 0 | 0 | 0 | 0 | 0 | 0 | 0 | 0 | 0 | 0 | 0 | 0 | 0 | 0 | 0 | 0 | 0
Annualised Cost - capex (2018) |  | 0
| Interest Repayment |  |  | 0 | 0 | 0 | 0 | 0 | 0 | 0 | 0 | 0 | 0 | 0 | 0 | 0 | 0 | 0 | 0 | 0 | 0 | 0 | 0
| Principal Repayment |  |  | 0 | 0 | 0 | 0 | 0 | 0 | 0 | 0 | 0 | 0 | 0 | 0 | 0 | 0 | 0 | 0 | 0 | 0 | 0 | 0
| Total Repayment |  |  | 0 | 0 | 0 | 0 | 0 | 0 | 0 | 0 | 0 | 0 | 0 | 0 | 0 | 0 | 0 | 0 | 0 | 0 | 0 | 0
| Outstanding Principal |  |  | 0 | 0 | 0 | 0 | 0 | 0 | 0 | 0 | 0 | 0 | 0 | 0 | 0 | 0 | 0 | 0 | 0 | 0 | 0 | 0
Annualised Cost - capex (2019) |  | 0
| Interest Repayment |  |  |  | 0 | 0 | 0 | 0 | 0 | 0 | 0 | 0 | 0 | 0 | 0 | 0 | 0 | 0 | 0 | 0 | 0 | 0 | 0
| Principal Repayment |  |  |  | 0 | 0 | 0 | 0 | 0 | 0 | 0 | 0 | 0 | 0 | 0 | 0 | 0 | 0 | 0 | 0 | 0 | 0 | 0
| Total Repayment |  |  |  | 0 | 0 | 0 | 0 | 0 | 0 | 0 | 0 | 0 | 0 | 0 | 0 | 0 | 0 | 0 | 0 | 0 | 0 | 0
| Outstanding Principal |  |  |  | 0 | 0 | 0 | 0 | 0 | 0 | 0 | 0 | 0 | 0 | 0 | 0 | 0 | 0 | 0 | 0 | 0 | 0 | 0
Annualised Cost - capex (2020) |  | 0
| Interest Repayment |  |  |  |  | 0 | 0 | 0 | 0 | 0 | 0 | 0 | 0 | 0 | 0 | 0 | 0 | 0 | 0 | 0 | 0 | 0 | 0
| Principal Repayment |  |  |  |  | 0 | 0 | 0 | 0 | 0 | 0 | 0 | 0 | 0 | 0 | 0 | 0 | 0 | 0 | 0 | 0 | 0 | 0
| Total Repayment |  |  |  |  | 0 | 0 | 0 | 0 | 0 | 0 | 0 | 0 | 0 | 0 | 0 | 0 | 0 | 0 | 0 | 0 | 0 | 0
| Outstanding Principal |  |  |  |  | 0 | 0 | 0 | 0 | 0 | 0 | 0 | 0 | 0 | 0 | 0 | 0 | 0 | 0 | 0 | 0 | 0 | 0
Annualised Cost - capex (2021) |  | 0
| Interest Repayment | [5 empty] | 0 | 0 | 0 | 0 | 0 | 0 | 0 | 0 | 0 | 0 | 0 | 0 | 0 | 0 | 0 | 0 | 0
| Principal Repayment | [5 empty] | 0 | 0 | 0 | 0 | 0 | 0 | 0 | 0 | 0 | 0 | 0 | 0 | 0 | 0 | 0 | 0 | 0
| Total Repayment | [5 empty] | 0 | 0 | 0 | 0 | 0 | 0 | 0 | 0 | 0 | 0 | 0 | 0 | 0 | 0 | 0 | 0 | 0
| Outstanding Principal | [5 empty] | 0 | 0 | 0 | 0 | 0 | 0 | 0 | 0 | 0 | 0 | 0 | 0 | 0 | 0 | 0 | 0 | 0
Option 1: Perform Manual Neutral Integrity where UE Meters are Removed
Annualised Cost - capex (2017) |  | 0
| Interest Repayment |  | 0 | 0 | 0 | 0 | 0 | 0 | 0 | 0 | 0 | 0 | 0 | 0 | 0 | 0 | 0 | 0 | 0 | 0 | 0 | 0
| Principal Repayment |  | 0 | 0 | 0 | 0 | 0 | 0 | 0 | 0 | 0 | 0 | 0 | 0 | 0 | 0 | 0 | 0 | 0 | 0 | 0 | 0
| Total Repayment |  | 0 | 0 | 0 | 0 | 0 | 0 | 0 | 0 | 0 | 0 | 0 | 0 | 0 | 0 | 0 | 0 | 0 | 0 | 0 | 0
| Outstanding Principal |  | 0 | 0 | 0 | 0 | 0 | 0 | 0 | 0 | 0 | 0 | 0 | 0 | 0 | 0 | 0 | 0 | 0 | 0 | 0 | 0
Annualised Cost - capex (2018) |  | 0
| Interest Repayment |  |  | 8.67 | 9.4217 | 10.2385 | 11.1262 | 12.0909 | 13.1392 | 14.2783 | 15.5162 | 16.8615 | 18.3234 | 19.912 | 21.6384 | 23.5145 | 25.5532 | 27.7686 | 30.1762 | 32.7924 | 35.6355 | 38.7251
| Principal Repayment |  |  | -8.67 | -9.4217 | -10.2385 | -11.1262 | -12.0909 | -13.1392 | -14.2783 | -15.5162 | -16.8615 | -18.3234 | -19.912 | -21.6384 | -23.5145 | -25.5532 | -27.7686 | -30.1762 | -32.7924 | -35.6355 | -38.7251
| Total Repayment |  |  | 0 | 0 | 0 | 0 | 0 | 0 | 0 | 0 | 0 | 0 | 0 | 0 | 0 | 0 | 0 | 0 | 0 | 0 | 0
| Outstanding Principal |  |  | 108.67 | 118.0917 | 128.3302 | 139.4565 | 151.5473 | 164.6865 | 178.9648 | 194.4811 | 211.3426 | 229.666 | 249.578 | 271.2164 | 294.7309 | 320.2841 | 348.0527 | 378.2289 | 411.0213 | 446.6569 | 485.382
Annualised Cost - capex (2019) |  | 0
| Interest Repayment |  |  |  | 9.537 | 10.3639 | 11.2624 | 12.2389 | 13.3 | 14.4531 | 15.7062 | 17.0679 | 18.5477 | 20.1557 | 21.9032 | 23.8023 | 25.8659 | 28.1085 | 30.5455 | 33.1938 | 36.0717 | 39.1991
| Principal Repayment |  |  |  | -9.537 | -10.3639 | -11.2624 | -12.2389 | -13.3 | -14.4531 | -15.7062 | -17.0679 | -18.5477 | -20.1557 | -21.9032 | -23.8023 | -25.8659 | -28.1085 | -30.5455 | -33.1938 | -36.0717 | -39.1991
| Total Repayment |  |  |  | 0 | 0 | 0 | 0 | 0 | 0 | 0 | 0 | 0 | 0 | 0 | 0 | 0 | 0 | 0 | 0 | 0 | 0
| Outstanding Principal |  |  |  | 119.537 | 129.9009 | 141.1633 | 153.4021 | 166.7021 | 181.1552 | 196.8613 | 213.9292 | 232.4768 | 252.6326 | 274.5358 | 298.3381 | 324.204 | 352.3125 | 382.858 | 416.0518 | 452.1234 | 491.3225
Annualised Cost - capex (2020) |  | 0
| Interest Repayment |  |  |  |  | 10.404 | 11.306 | 12.2863 | 13.3515 | 14.5091 | 15.767 | 17.134 | 18.6195 | 20.2338 | 21.9881 | 23.8944 | 25.9661 | 28.2174 | 30.6638 | 33.3224 | 36.2114 | 39.3509
| Principal Repayment |  |  |  |  | -10.404 | -11.306 | -12.2863 | -13.3515 | -14.5091 | -15.767 | -17.134 | -18.6195 | -20.2338 | -21.9881 | -23.8944 | -25.9661 | -28.2174 | -30.6638 | -33.3224 | -36.2114 | -39.3509
| Total Repayment |  |  |  |  | 0 | 0 | 0 | 0 | 0 | 0 | 0 | 0 | 0 | 0 | 0 | 0 | 0 | 0 | 0 | 0 | 0
| Outstanding Principal |  |  |  |  | 130.404 | 141.71 | 153.9963 | 167.3478 | 181.8568 | 197.6238 | 214.7578 | 233.3773 | 253.6111 | 275.5992 | 299.4936 | 325.4597 | 353.6771 | 384.3409 | 417.6632 | 453.8746 | 493.2256
Annualised Cost - capex (2021) |  | 0
| Interest Repayment | [5 empty] | 11.271 | 12.2482 | 13.3101 | 14.4641 | 15.7181 | 17.0809 | 18.5618 | 20.1711 | 21.92 | 23.8204 | 25.8857 | 28.1299 | 30.5688 | 33.2191 | 36.0992 | 39.229
| Principal Repayment | [5 empty] | -11.271 | -12.2482 | -13.3101 | -14.4641 | -15.7181 | -17.0809 | -18.5618 | -20.1711 | -21.92 | -23.8204 | -25.8857 | -28.1299 | -30.5688 | -33.2191 | -36.0992 | -39.229
| Total Repayment | [5 empty] | 0 | 0 | 0 | 0 | 0 | 0 | 0 | 0 | 0 | 0 | 0 | 0 | 0 | 0 | 0 | 0
| Outstanding Principal | [5 empty] | 141.271 | 153.5192 | 166.8293 | 181.2934 | 197.0115 | 214.0925 | 232.6543 | 252.8254 | 274.7454 | 298.5658 | 324.4514 | 352.5814 | 383.1502 | 416.3693 | 452.4685 | 491.6975
Option 2: Replace / Install Network Devices
0 | Annualised Cost - capex (2017) | 0
| Interest Repayment |  | 39.2251 | 42.6259 | 46.3216 | 50.3377 | 54.702 | 59.4446 | 64.5985 | 70.1991 | 76.2854 | 82.8994 | 90.0867 | 97.8972 | 106.3849 | 115.6085 | 125.6318 | 136.524 | 148.3607 | 161.2236 | 175.2016 | 190.3916
| Principal Repayment |  | -39.2251 | -42.6259 | -46.3216 | -50.3377 | -54.702 | -59.4446 | -64.5985 | -70.1991 | -76.2854 | -82.8994 | -90.0867 | -97.8972 | -106.3849 | -115.6085 | -125.6318 | -136.524 | -148.3607 | -161.2236 | -175.2016 | -190.3916
| Total Repayment |  | 0 | 0 | 0 | 0 | 0 | 0 | 0 | 0 | 0 | 0 | 0 | 0 | 0 | 0 | 0 | 0 | 0 | 0 | 0 | 0
| Outstanding Principal |  | 491.6485 | 534.2744 | 580.596 | 630.9337 | 685.6356 | 745.0803 | 809.6787 | 879.8779 | 956.1633 | 1039.0626 | 1129.1494 | 1227.0466 | 1333.4315 | 1449.0401 | 1574.6718 | 1711.1959 | 1859.5566 | 2020.7801 | 2195.9817 | 2386.3734
Annualised Cost - capex (2018) |  | 0
| Interest Repayment |  |  | 132.7176 | 144.2242 | 156.7284 | 170.3168 | 185.0832 | 201.1299 | 218.5679 | 237.5177 | 258.1105 | 280.4887 | 304.8071 | 331.2339 | 359.9518 | 391.1597 | 425.0732 | 461.927 | 501.9761 | 545.4975 | 592.7921
| Principal Repayment |  |  | -132.7176 | -144.2242 | -156.7284 | -170.3168 | -185.0832 | -201.1299 | -218.5679 | -237.5177 | -258.1105 | -280.4887 | -304.8071 | -331.2339 | -359.9518 | -391.1597 | -425.0732 | -461.927 | -501.9761 | -545.4975 | -592.7921
| Total Repayment |  |  | 0 | 0 | 0 | 0 | 0 | 0 | 0 | 0 | 0 | 0 | 0 | 0 | 0 | 0 | 0 | 0 | 0 | 0 | 0
| Outstanding Principal |  |  | 1663.4853 | 1807.7094 | 1964.4378 | 2134.7546 | 2319.8378 | 2520.9678 | 2739.5357 | 2977.0534 | 3235.164 | 3515.6527 | 3820.4598 | 4151.6936 | 4511.6454 | 4902.8051 | 5327.8783 | 5789.8054 | 6291.7815 | 6837.2789 | 7430.071
Annualised Cost - capex (2019) |  | 0
| Interest Repayment |  |  |  | 134.8543 | 146.5462 | 159.2518 | 173.0589 | 188.0631 | 204.3682 | 222.0869 | 241.3418 | 262.2662 | 285.0047 | 309.7146 | 336.5668 | 365.7472 | 397.4574 | 431.917 | 469.3642 | 510.0581 | 554.2801
| Principal Repayment |  |  |  | -134.8543 | -146.5462 | -159.2518 | -173.0589 | -188.0631 | -204.3682 | -222.0869 | -241.3418 | -262.2662 | -285.0047 | -309.7146 | -336.5668 | -365.7472 | -397.4574 | -431.917 | -469.3642 | -510.0581 | -554.2801
| Total Repayment |  |  |  | 0 | 0 | 0 | 0 | 0 | 0 | 0 | 0 | 0 | 0 | 0 | 0 | 0 | 0 | 0 | 0 | 0 | 0
| Outstanding Principal |  |  |  | 1690.2678 | 1836.8141 | 1996.0658 | 2169.1247 | 2357.1879 | 2561.556 | 2783.643 | 3024.9848 | 3287.251 | 3572.2556 | 3881.9702 | 4218.537 | 4584.2842 | 4981.7416 | 5413.6586 | 5883.0228 | 6393.0809 | 6947.361
Annualised Cost - capex (2020) |  | 0
| Interest Repayment |  |  |  |  | 136.9993 | 148.8772 | 161.7848 | 175.8116 | 191.0544 | 207.6189 | 225.6194 | 245.1806 | 266.4378 | 289.5379 | 314.6409 | 341.9202 | 371.5647 | 403.7794 | 438.7871 | 476.8299 | 518.1711
| Principal Repayment |  |  |  |  | -136.9993 | -148.8772 | -161.7848 | -175.8116 | -191.0544 | -207.6189 | -225.6194 | -245.1806 | -266.4378 | -289.5379 | -314.6409 | -341.9202 | -371.5647 | -403.7794 | -438.7871 | -476.8299 | -518.1711
| Total Repayment |  |  |  |  | 0 | 0 | 0 | 0 | 0 | 0 | 0 | 0 | 0 | 0 | 0 | 0 | 0 | 0 | 0 | 0 | 0
| Outstanding Principal |  |  |  |  | 1717.1532 | 1866.0304 | 2027.8153 | 2203.6268 | 2394.6813 | 2602.3002 | 2827.9196 | 3073.1002 | 3339.538 | 3629.0759 | 3943.7168 | 4285.6371 | 4657.2018 | 5060.9812 | 5499.7683 | 5976.5982 | 6494.7693
Annualised Cost - capex (2021) |  | 0
| Interest Repayment | [5 empty] | 0 | 0 | 0 | 0 | 0 | 0 | 0 | 0 | 0 | 0 | 0 | 0 | 0 | 0 | 0 | 0
| Principal Repayment | [5 empty] | 0 | 0 | 0 | 0 | 0 | 0 | 0 | 0 | 0 | 0 | 0 | 0 | 0 | 0 | 0 | 0
| Total Repayment | [5 empty] | 0 | 0 | 0 | 0 | 0 | 0 | 0 | 0 | 0 | 0 | 0 | 0 | 0 | 0 | 0 | 0
| Outstanding Principal | [5 empty] | 0 | 0 | 0 | 0 | 0 | 0 | 0 | 0 | 0 | 0 | 0 | 0 | 0 | 0 | 0 | 0
Option 3: Replace / Install 80% Network Devices, Purchase the Remaining 20% of the AMI data and Control Functionality
Annualised Cost - capex (2017) |  | 0
| Interest Repayment |  | 272.4114 | 296.0295 | 321.6952 | 349.5862 | 379.8953 | 412.8322 | 448.6248 | 487.5206 | 529.7886 | 575.7213 | 625.6363 | 679.879 | 738.8245 | 802.8806 | 872.4903 | 948.1352 | 1030.3386 | 1119.6689 | 1216.7442 | 1322.2359
| Principal Repayment |  | -272.4114 | -296.0295 | -321.6952 | -349.5862 | -379.8953 | -412.8322 | -448.6248 | -487.5206 | -529.7886 | -575.7213 | -625.6363 | -679.879 | -738.8245 | -802.8806 | -872.4903 | -948.1352 | -1030.3386 | -1119.6689 | -1216.7442 | -1322.2359
| Total Repayment |  | 0 | 0 | 0 | 0 | 0 | 0 | 0 | 0 | 0 | 0 | 0 | 0 | 0 | 0 | 0 | 0 | 0 | 0 | 0 | 0
| Outstanding Principal |  | 3414.4114 | 3710.4409 | 4032.1361 | 4381.7223 | 4761.6176 | 5174.4499 | 5623.0747 | 6110.5952 | 6640.3838 | 7216.1051 | 7841.7414 | 8521.6204 | 9260.4449 | 10063.3255 | 10935.8158 | 11883.951 | 12914.2896 | 14033.9585 | 15250.7027 | 16572.9386
Annualised Cost - capex (2018) |  | 0
| Interest Repayment |  |  | 205.2189 | 223.0114 | 242.3465 | 263.3579 | 286.191 | 311.0038 | 337.9678 | 367.2696 | 399.1119 | 433.7149 | 471.318 | 512.1813 | 556.5874 | 604.8435 | 657.2834 | 714.2699 | 776.1971 | 843.4934 | 916.6243
| Principal Repayment |  |  | -205.2189 | -223.0114 | -242.3465 | -263.3579 | -286.191 | -311.0038 | -337.9678 | -367.2696 | -399.1119 | -433.7149 | -471.318 | -512.1813 | -556.5874 | -604.8435 | -657.2834 | -714.2699 | -776.1971 | -843.4934 | -916.6243
| Total Repayment |  |  | 0 | 0 | 0 | 0 | 0 | 0 | 0 | 0 | 0 | 0 | 0 | 0 | 0 | 0 | 0 | 0 | 0 | 0 | 0
| Outstanding Principal |  |  | 2572.2189 | 2795.2303 | 3037.5767 | 3300.9346 | 3587.1257 | 3898.1295 | 4236.0973 | 4603.3669 | 5002.4789 | 5436.1938 | 5907.5118 | 6419.693 | 6976.2804 | 7581.1239 | 8238.4074 | 8952.6773 | 9728.8744 | 10572.3678 | 11488.9921
Annualised Cost - capex (2019) |  | 0
| Interest Repayment |  |  |  | 112.6233 | 122.3877 | 132.9988 | 144.5297 | 157.0605 | 170.6776 | 185.4754 | 201.5561 | 219.031 | 238.021 | 258.6574 | 281.083 | 305.4529 | 331.9357 | 360.7145 | 391.9884 | 425.9738 | 462.9058
| Principal Repayment |  |  |  | -112.6233 | -122.3877 | -132.9988 | -144.5297 | -157.0605 | -170.6776 | -185.4754 | -201.5561 | -219.031 | -238.021 | -258.6574 | -281.083 | -305.4529 | -331.9357 | -360.7145 | -391.9884 | -425.9738 | -462.9058
| Total Repayment |  |  |  | 0 | 0 | 0 | 0 | 0 | 0 | 0 | 0 | 0 | 0 | 0 | 0 | 0 | 0 | 0 | 0 | 0 | 0
| Outstanding Principal |  |  |  | 1411.6233 | 1534.011 | 1667.0098 | 1811.5395 | 1968.6 | 2139.2776 | 2324.753 | 2526.3091 | 2745.3401 | 2983.3611 | 3242.0185 | 3523.1015 | 3828.5544 | 4160.4901 | 4521.2046 | 4913.193 | 5339.1668 | 5802.0726
Annualised Cost - capex (2020) |  | 0
| Interest Repayment |  |  |  |  | 114.5307 | 124.4605 | 135.2512 | 146.9775 | 159.7205 | 173.5682 | 188.6166 | 204.9697 | 222.7405 | 242.0521 | 263.0381 | 285.8435 | 310.6261 | 337.5574 | 366.8236 | 398.6272 | 433.1882
| Principal Repayment |  |  |  |  | -114.5307 | -124.4605 | -135.2512 | -146.9775 | -159.7205 | -173.5682 | -188.6166 | -204.9697 | -222.7405 | -242.0521 | -263.0381 | -285.8435 | -310.6261 | -337.5574 | -366.8236 | -398.6272 | -433.1882
| Total Repayment |  |  |  |  | 0 | 0 | 0 | 0 | 0 | 0 | 0 | 0 | 0 | 0 | 0 | 0 | 0 | 0 | 0 | 0 | 0
| Outstanding Principal |  |  |  |  | 1435.5307 | 1559.9912 | 1695.2424 | 1842.22 | 2001.9404 | 2175.5087 | 2364.1253 | 2569.0949 | 2791.8355 | 3033.8876 | 3296.9257 | 3582.7691 | 3893.3952 | 4230.9526 | 4597.7762 | 4996.4033 | 5429.5915
Annualised Cost - capex (2021) |  | 0
| Interest Repayment | [5 empty] | 2.2542 | 2.4496 | 2.662 | 2.8928 | 3.1436 | 3.4162 | 3.7124 | 4.0342 | 4.384 | 4.7641 | 5.1771 | 5.626 | 6.1138 | 6.6438 | 7.2198 | 7.8458
| Principal Repayment | [5 empty] | -2.2542 | -2.4496 | -2.662 | -2.8928 | -3.1436 | -3.4162 | -3.7124 | -4.0342 | -4.384 | -4.7641 | -5.1771 | -5.626 | -6.1138 | -6.6438 | -7.2198 | -7.8458
| Total Repayment | [5 empty] | 0 | 0 | 0 | 0 | 0 | 0 | 0 | 0 | 0 | 0 | 0 | 0 | 0 | 0 | 0 | 0
| Outstanding Principal | [5 empty] | 28.2542 | 30.7038 | 33.3659 | 36.2587 | 39.4023 | 42.8185 | 46.5309 | 50.5651 | 54.9491 | 59.7132 | 64.8903 | 70.5163 | 76.63 | 83.2739 | 90.4937 | 98.3395
Option 4:
Annualised Cost - capex (2017) |  | 0
| Interest Repayment |  | 0 | 0 | 0 | 0 | 0 | 0 | 0 | 0 | 0 | 0 | 0 | 0 | 0 | 0 | 0 | 0 | 0 | 0 | 0 | 0
| Principal Repayment |  | 0 | 0 | 0 | 0 | 0 | 0 | 0 | 0 | 0 | 0 | 0 | 0 | 0 | 0 | 0 | 0 | 0 | 0 | 0 | 0
| Total Repayment |  | 0 | 0 | 0 | 0 | 0 | 0 | 0 | 0 | 0 | 0 | 0 | 0 | 0 | 0 | 0 | 0 | 0 | 0 | 0 | 0
| Outstanding Principal |  | 0 | 0 | 0 | 0 | 0 | 0 | 0 | 0 | 0 | 0 | 0 | 0 | 0 | 0 | 0 | 0 | 0 | 0 | 0 | 0
Annualised Cost - capex (2018) |  | 0
| Interest Repayment |  |  | 0 | 0 | 0 | 0 | 0 | 0 | 0 | 0 | 0 | 0 | 0 | 0 | 0 | 0 | 0 | 0 | 0 | 0 | 0
| Principal Repayment |  |  | 0 | 0 | 0 | 0 | 0 | 0 | 0 | 0 | 0 | 0 | 0 | 0 | 0 | 0 | 0 | 0 | 0 | 0 | 0
| Total Repayment |  |  | 0 | 0 | 0 | 0 | 0 | 0 | 0 | 0 | 0 | 0 | 0 | 0 | 0 | 0 | 0 | 0 | 0 | 0 | 0
| Outstanding Principal |  |  | 0 | 0 | 0 | 0 | 0 | 0 | 0 | 0 | 0 | 0 | 0 | 0 | 0 | 0 | 0 | 0 | 0 | 0 | 0
Annualised Cost - capex (2019) |  | 0
| Interest Repayment |  |  |  | 0 | 0 | 0 | 0 | 0 | 0 | 0 | 0 | 0 | 0 | 0 | 0 | 0 | 0 | 0 | 0 | 0 | 0
| Principal Repayment |  |  |  | 0 | 0 | 0 | 0 | 0 | 0 | 0 | 0 | 0 | 0 | 0 | 0 | 0 | 0 | 0 | 0 | 0 | 0
| Total Repayment |  |  |  | 0 | 0 | 0 | 0 | 0 | 0 | 0 | 0 | 0 | 0 | 0 | 0 | 0 | 0 | 0 | 0 | 0 | 0
| Outstanding Principal |  |  |  | 0 | 0 | 0 | 0 | 0 | 0 | 0 | 0 | 0 | 0 | 0 | 0 | 0 | 0 | 0 | 0 | 0 | 0
Annualised Cost - capex (2020) |  | 0
| Interest Repayment |  |  |  |  | 0 | 0 | 0 | 0 | 0 | 0 | 0 | 0 | 0 | 0 | 0 | 0 | 0 | 0 | 0 | 0 | 0
| Principal Repayment |  |  |  |  | 0 | 0 | 0 | 0 | 0 | 0 | 0 | 0 | 0 | 0 | 0 | 0 | 0 | 0 | 0 | 0 | 0
| Total Repayment |  |  |  |  | 0 | 0 | 0 | 0 | 0 | 0 | 0 | 0 | 0 | 0 | 0 | 0 | 0 | 0 | 0 | 0 | 0
| Outstanding Principal |  |  |  |  | 0 | 0 | 0 | 0 | 0 | 0 | 0 | 0 | 0 | 0 | 0 | 0 | 0 | 0 | 0 | 0 | 0
Annualised Cost - capex (2021) |  | 0
| Interest Repayment | [5 empty] | 0 | 0 | 0 | 0 | 0 | 0 | 0 | 0 | 0 | 0 | 0 | 0 | 0 | 0 | 0 | 0
| Principal Repayment | [5 empty] | 0 | 0 | 0 | 0 | 0 | 0 | 0 | 0 | 0 | 0 | 0 | 0 | 0 | 0 | 0 | 0
| Total Repayment | [5 empty] | 0 | 0 | 0 | 0 | 0 | 0 | 0 | 0 | 0 | 0 | 0 | 0 | 0 | 0 | 0 | 0
| Outstanding Principal | [5 empty] | 0 | 0 | 0 | 0 | 0 | 0 | 0 | 0 | 0 | 0 | 0 | 0 | 0 | 0 | 0 | 0
Option 5:
Annualised Cost - capex (2017) |  | 0
| Interest Repayment |  | 0 | 0 | 0 | 0 | 0 | 0 | 0 | 0 | 0 | 0 | 0 | 0 | 0 | 0 | 0 | 0 | 0 | 0 | 0 | 0
| Principal Repayment |  | 0 | 0 | 0 | 0 | 0 | 0 | 0 | 0 | 0 | 0 | 0 | 0 | 0 | 0 | 0 | 0 | 0 | 0 | 0 | 0
| Total Repayment |  | 0 | 0 | 0 | 0 | 0 | 0 | 0 | 0 | 0 | 0 | 0 | 0 | 0 | 0 | 0 | 0 | 0 | 0 | 0 | 0
| Outstanding Principal |  | 0 | 0 | 0 | 0 | 0 | 0 | 0 | 0 | 0 | 0 | 0 | 0 | 0 | 0 | 0 | 0 | 0 | 0 | 0 | 0
Annualised Cost - capex (2018) |  | 0
| Interest Repayment |  |  | 0 | 0 | 0 | 0 | 0 | 0 | 0 | 0 | 0 | 0 | 0 | 0 | 0 | 0 | 0 | 0 | 0 | 0 | 0
| Principal Repayment |  |  | 0 | 0 | 0 | 0 | 0 | 0 | 0 | 0 | 0 | 0 | 0 | 0 | 0 | 0 | 0 | 0 | 0 | 0 | 0
| Total Repayment |  |  | 0 | 0 | 0 | 0 | 0 | 0 | 0 | 0 | 0 | 0 | 0 | 0 | 0 | 0 | 0 | 0 | 0 | 0 | 0
| Outstanding Principal |  |  | 0 | 0 | 0 | 0 | 0 | 0 | 0 | 0 | 0 | 0 | 0 | 0 | 0 | 0 | 0 | 0 | 0 | 0 | 0
Annualised Cost - capex (2019) |  | 0
| Interest Repayment |  |  |  | 0 | 0 | 0 | 0 | 0 | 0 | 0 | 0 | 0 | 0 | 0 | 0 | 0 | 0 | 0 | 0 | 0 | 0
| Principal Repayment |  |  |  | 0 | 0 | 0 | 0 | 0 | 0 | 0 | 0 | 0 | 0 | 0 | 0 | 0 | 0 | 0 | 0 | 0 | 0
| Total Repayment |  |  |  | 0 | 0 | 0 | 0 | 0 | 0 | 0 | 0 | 0 | 0 | 0 | 0 | 0 | 0 | 0 | 0 | 0 | 0
| Outstanding Principal |  |  |  | 0 | 0 | 0 | 0 | 0 | 0 | 0 | 0 | 0 | 0 | 0 | 0 | 0 | 0 | 0 | 0 | 0 | 0
Annualised Cost - capex (2020) |  | 0
| Interest Repayment |  |  |  |  | 0 | 0 | 0 | 0 | 0 | 0 | 0 | 0 | 0 | 0 | 0 | 0 | 0 | 0 | 0 | 0 | 0
| Principal Repayment |  |  |  |  | 0 | 0 | 0 | 0 | 0 | 0 | 0 | 0 | 0 | 0 | 0 | 0 | 0 | 0 | 0 | 0 | 0
| Total Repayment |  |  |  |  | 0 | 0 | 0 | 0 | 0 | 0 | 0 | 0 | 0 | 0 | 0 | 0 | 0 | 0 | 0 | 0 | 0
| Outstanding Principal |  |  |  |  | 0 | 0 | 0 | 0 | 0 | 0 | 0 | 0 | 0 | 0 | 0 | 0 | 0 | 0 | 0 | 0 | 0
Annualised Cost - capex (2021) |  | 0
| Interest Repayment | [5 empty] | 0 | 0 | 0 | 0 | 0 | 0 | 0 | 0 | 0 | 0 | 0 | 0 | 0 | 0 | 0 | 0
| Principal Repayment | [5 empty] | 0 | 0 | 0 | 0 | 0 | 0 | 0 | 0 | 0 | 0 | 0 | 0 | 0 | 0 | 0 | 0
| Total Repayment | [5 empty] | 0 | 0 | 0 | 0 | 0 | 0 | 0 | 0 | 0 | 0 | 0 | 0 | 0 | 0 | 0 | 0
| Outstanding Principal | [5 empty] | 0 | 0 | 0 | 0 | 0 | 0 | 0 | 0 | 0 | 0 | 0 | 0 | 0 | 0 | 0 | 0

## Graph Data (hidden)
| $000, nominal |  |  | CAPITAL EXPENDITURE PROPOSAL
DNSP Intelligent Network Device
| Discount Rate |  | 8.67%
|  |  |  | 2017 | 2018 | 2019 | 2020 | 2021 | 2022 | 2023 | 2024 | 2025 | 2026 | 2027 | 2028 | 2029 | 2030 | 2031 | 2032 | 2033 | 2034 | 2035 | 2036 | 2037
|  |  | t= | 0 | 1 | 2 | 3 | 4 | 5 | 6 | 7 | 8 | 9 | 10 | 11 | 12 | 13 | 14 | 15 | 16 | 17 | 18 | 19 | 20
| Inflation (%) |  |  |  | 1.94% | 1.94% | 1.94% | 1.94% | 1.94% | 1.94% | 1.94% | 1.94% | 1.94% | 1.94% | 1.94% | 1.94% | 1.94% | 1.94% | 1.94% | 1.94% | 1.94% | 1.94% | 1.94% | 1.94%
| Inflation Index |  |  | 1 | 1.0194 | 1.0392 | 1.0593 | 1.0799 | 1.1008 | 1.1222 | 1.144 | 1.1662 | 1.1888 | 1.2118 | 1.2354 | 1.2593 | 1.2837 | 1.3087 | 1.334 | 1.3599 | 1.3863 | 1.4132 | 1.4406 | 1.4686
"Status Quo" Reference Case
|  | Capital Costs | 0 | 0 | 0 | 0 | 0 | 0 | 0 | 0 | 0 | 0 | 0 | 0 | 0 | 0 | 0 | 0 | 0 | 0 | 0 | 0 | 0 | 0
|  | Maintenance Costs | 0 | 0 | 0 | 0 | 0 | 0 | 0 | 0 | 0 | 0 | 0 | 0 | 0 | 0 | 0 | 0 | 0 | 0 | 0 | 0 | 0 | 0
Negative Impact on Revenue (STPIS)
|  | SAIFI sustained | 0 | 0 | 0 | 0 | 0 | 0 | 0 | 0 | 0 | 0 | 0 | 0 | 0 | 0 | 0 | 0 | 0 | 0 | 0 | 0 | 0 | 0
|  | SAIDI accidental | 0 | 0 | 0 | 0 | 0 | 0 | 0 | 0 | 0 | 0 | 0 | 0 | 0 | 0 | 0 | 0 | 0 | 0 | 0 | 0 | 0 | 0
|  | MAIFI momentary | 0 | 0 | 0 | 0 | 0 | 0 | 0 | 0 | 0 | 0 | 0 | 0 | 0 | 0 | 0 | 0 | 0 | 0 | 0 | 0 | 0 | 0
|  | Call centre response | 0 | 0 | 0 | 0 | 0 | 0 | 0 | 0 | 0 | 0 | 0 | 0 | 0 | 0 | 0 | 0 | 0 | 0 | 0 | 0 | 0 | 0
|  | Network Outage Costs | 0 | 0 | 0 | 0 | 0 | 0 | 0 | 0 | 0 | 0 | 0 | 0 | 0 | 0 | 0 | 0 | 0 | 0 | 0 | 0 | 0 | 0
|  | Loss of F Factor Benefit | 0 | 0 | 0 | 0 | 0 | 0 | 0 | 0 | 0 | 0 | 0 | 0 | 0 | 0 | 0 | 0 | 0 | 0 | 0 | 0 | 0 | 0
|  | Cost 1 | 0 | 0 | 0 | 0 | 0 | 0 | 0 | 0 | 0 | 0 | 0 | 0 | 0 | 0 | 0 | 0 | 0 | 0 | 0 | 0 | 0 | 0
|  | Cost 2 | 0 | 0 | 0 | 0 | 0 | 0 | 0 | 0 | 0 | 0 | 0 | 0 | 0 | 0 | 0 | 0 | 0 | 0 | 0 | 0 | 0 | 0
|  | Cost 3 | 0 | 0 | 0 | 0 | 0 | 0 | 0 | 0 | 0 | 0 | 0 | 0 | 0 | 0 | 0 | 0 | 0 | 0 | 0 | 0 | 0 | 0
|  | Cost 4 | 0 | 0 | 0 | 0 | 0 | 0 | 0 | 0 | 0 | 0 | 0 | 0 | 0 | 0 | 0 | 0 | 0 | 0 | 0 | 0 | 0 | 0
|  | Cost 5 | 0 | 0 | 0 | 0 | 0 | 0 | 0 | 0 | 0 | 0 | 0 | 0 | 0 | 0 | 0 | 0 | 0 | 0 | 0 | 0 | 0 | 0
|  | Risk 1 | 0 | 0 | 0 | 0 | 0 | 0 | 0 | 0 | 0 | 0 | 0 | 0 | 0 | 0 | 0 | 0 | 0 | 0 | 0 | 0 | 0 | 0
|  | Risk 2 | 0 | 0 | 0 | 0 | 0 | 0 | 0 | 0 | 0 | 0 | 0 | 0 | 0 | 0 | 0 | 0 | 0 | 0 | 0 | 0 | 0 | 0
|  | Risk 3 | 0 | 0 | 0 | 0 | 0 | 0 | 0 | 0 | 0 | 0 | 0 | 0 | 0 | 0 | 0 | 0 | 0 | 0 | 0 | 0 | 0 | 0
|  | Risk 4 | 0 | 0 | 0 | 0 | 0 | 0 | 0 | 0 | 0 | 0 | 0 | 0 | 0 | 0 | 0 | 0 | 0 | 0 | 0 | 0 | 0 | 0
|  | Risk 5 | 0 | 0 | 0 | 0 | 0 | 0 | 0 | 0 | 0 | 0 | 0 | 0 | 0 | 0 | 0 | 0 | 0 | 0 | 0 | 0 | 0 | 0
|  | Total Costs | 0 | 0 | 0 | 0 | 0 | 0 | 0 | 0 | 0 | 0 | 0 | 0 | 0 | 0 | 0 | 0 | 0 | 0 | 0 | 0 | 0 | 0
|  | Present Value (PV) of Total Costs | 0 | 0 | 0 | 0 | 0 | 0 | 0 | 0 | 0 | 0 | 0 | 0 | 0 | 0 | 0 | 0 | 0 | 0 | 0 | 0 | 0 | 0
Option 2: Replace / Install Network Devices
|  | Capital Costs | 5303.1514 | 452.4234 | 1560.4646 | 1616.3489 | 1673.9145 | 0 | 0 | 0 | 0 | 0 | 0 | 0 | 0 | 0 | 0 | 0 | 0 | 0 | 0 | 0 | 0 | 0
|  | Maintenance Costs | 0 | 0 | 0 | 0 | 0 | 0 | 0 | 0 | 0 | 0 | 0 | 0 | 0 | 0 | 0 | 0 | 0 | 0 | 0 | 0 | 0 | 0
Negative Impact on Revenue (STPIS)
|  | SAIFI sustained | 0 | 0 | 0 | 0 | 0 | 0 | 0 | 0 | 0 | 0 | 0 | 0 | 0 | 0 | 0 | 0 | 0 | 0 | 0 | 0 | 0 | 0
|  | SAIDI accidental | 0 | 0 | 0 | 0 | 0 | 0 | 0 | 0 | 0 | 0 | 0 | 0 | 0 | 0 | 0 | 0 | 0 | 0 | 0 | 0 | 0 | 0
|  | MAIFI momentary | 0 | 0 | 0 | 0 | 0 | 0 | 0 | 0 | 0 | 0 | 0 | 0 | 0 | 0 | 0 | 0 | 0 | 0 | 0 | 0 | 0 | 0
|  | Call centre response | 0 | 0 | 0 | 0 | 0 | 0 | 0 | 0 | 0 | 0 | 0 | 0 | 0 | 0 | 0 | 0 | 0 | 0 | 0 | 0 | 0 | 0
|  | Customer off supply | 0 | 0 | 0 | 0 | 0 | 0 | 0 | 0 | 0 | 0 | 0 | 0 | 0 | 0 | 0 | 0 | 0 | 0 | 0 | 0 | 0 | 0
|  | Loss of F Factor Benefit | 0 | 0 | 0 | 0 | 0 | 0 | 0 | 0 | 0 | 0 | 0 | 0 | 0 | 0 | 0 | 0 | 0 | 0 | 0 | 0 | 0 | 0
|  | Neutral integrity Testing (NIT) reverted to Manual Testing 10 years after 1 December 2017 - Assume start manual NIT in 2027. | 0 | 0 | 0 | 0 | 0 | 0 | 0 | 0 | 0 | 0 | 0 | 0 | 0 | 0 | 0 | 0 | 0 | 0 | 0 | 0 | 0 | 0
|  | Ping Real Time confirmation Customer Power is on/off - Avoided LV Truck Roll Outs = $20M over 10 years, Therefore $2M p.a. Therefore utilise % to work out cost e.g. 2017 implies 499 * 2000/ (650,000 + 499). | 0 | 0 | 0 | 0 | 0 | 0 | 0 | 0 | 0 | 0 | 0 | 0 | 0 | 0 | 0 | 0 | 0 | 0 | 0 | 0 | 0 | 0
|  | Cost 3 | 0 | 0 | 0 | 0 | 0 | 0 | 0 | 0 | 0 | 0 | 0 | 0 | 0 | 0 | 0 | 0 | 0 | 0 | 0 | 0 | 0 | 0
|  | Cost 4 | 0 | 0 | 0 | 0 | 0 | 0 | 0 | 0 | 0 | 0 | 0 | 0 | 0 | 0 | 0 | 0 | 0 | 0 | 0 | 0 | 0 | 0
|  | Cost 5 | 0 | 0 | 0 | 0 | 0 | 0 | 0 | 0 | 0 | 0 | 0 | 0 | 0 | 0 | 0 | 0 | 0 | 0 | 0 | 0 | 0 | 0
|  | Risk 1 | 0 | 0 | 0 | 0 | 0 | 0 | 0 | 0 | 0 | 0 | 0 | 0 | 0 | 0 | 0 | 0 | 0 | 0 | 0 | 0 | 0 | 0
|  | Risk 2 | 0 | 0 | 0 | 0 | 0 | 0 | 0 | 0 | 0 | 0 | 0 | 0 | 0 | 0 | 0 | 0 | 0 | 0 | 0 | 0 | 0 | 0
|  | Risk 3 | 0 | 0 | 0 | 0 | 0 | 0 | 0 | 0 | 0 | 0 | 0 | 0 | 0 | 0 | 0 | 0 | 0 | 0 | 0 | 0 | 0 | 0
|  | Risk 4 | 0 | 0 | 0 | 0 | 0 | 0 | 0 | 0 | 0 | 0 | 0 | 0 | 0 | 0 | 0 | 0 | 0 | 0 | 0 | 0 | 0 | 0
|  | Risk 5 | 0 | 0 | 0 | 0 | 0 | 0 | 0 | 0 | 0 | 0 | 0 | 0 | 0 | 0 | 0 | 0 | 0 | 0 | 0 | 0 | 0 | 0
|  | Total Costs | 5303.1514 | 452.4234 | 1560.4646 | 1616.3489 | 1673.9145 | 0 | 0 | 0 | 0 | 0 | 0 | 0 | 0 | 0 | 0 | 0 | 0 | 0 | 0 | 0 | 0 | 0
|  | Present Value (PV) of Total Costs | 4561.4938 | 452.4234 | 1435.9663 | 1368.7237 | 1304.3804 | 0 | 0 | 0 | 0 | 0 | 0 | 0 | 0 | 0 | 0 | 0 | 0 | 0 | 0 | 0 | 0 | 0
Option 2: Replace / Install Network Devices + 1yr
|  | Capital Costs | 5406.0326 | 0 | 461.2004 | 1590.7376 | 1647.7061 | 1706.3885 | 0 | 0 | 0 | 0 | 0 | 0 | 0 | 0 | 0 | 0 | 0 | 0 | 0 | 0 | 0 | 0
|  | Maintenance Costs | 0 | 0 | 0 | 0 | 0 | 0 | 0 | 0 | 0 | 0 | 0 | 0 | 0 | 0 | 0 | 0 | 0 | 0 | 0 | 0 | 0 | 0
Negative Impact on Revenue (STPIS)
|  | SAIFI sustained | 0 | 0 | 0 | 0 | 0 | 0 | 0 | 0 | 0 | 0 | 0 | 0 | 0 | 0 | 0 | 0 | 0 | 0 | 0 | 0 | 0 | 0
|  | SAIDI accidental | 0 | 0 | 0 | 0 | 0 | 0 | 0 | 0 | 0 | 0 | 0 | 0 | 0 | 0 | 0 | 0 | 0 | 0 | 0 | 0 | 0 | 0
|  | MAIFI momentary | 0 | 0 | 0 | 0 | 0 | 0 | 0 | 0 | 0 | 0 | 0 | 0 | 0 | 0 | 0 | 0 | 0 | 0 | 0 | 0 | 0 | 0
|  | Call centre response | 0 | 0 | 0 | 0 | 0 | 0 | 0 | 0 | 0 | 0 | 0 | 0 | 0 | 0 | 0 | 0 | 0 | 0 | 0 | 0 | 0 | 0
|  | Network Outage Costs | 0 | 0 | 0 | 0 | 0 | 0 | 0 | 0 | 0 | 0 | 0 | 0 | 0 | 0 | 0 | 0 | 0 | 0 | 0 | 0 | 0 | 0
|  | Loss of F Factor Benefit | 0 | 0 | 0 | 0 | 0 | 0 | 0 | 0 | 0 | 0 | 0 | 0 | 0 | 0 | 0 | 0 | 0 | 0 | 0 | 0 | 0 | 0
|  | Cost 1 | 0 | 0 | 0 | 0 | 0 | 0 | 0 | 0 | 0 | 0 | 0 | 0 | 0 | 0 | 0 | 0 | 0 | 0 | 0 | 0 | 0 | 0
|  | Cost 2 | 0 | 0 | 0 | 0 | 0 | 0 | 0 | 0 | 0 | 0 | 0 | 0 | 0 | 0 | 0 | 0 | 0 | 0 | 0 | 0 | 0 | 0
|  | Cost 3 | 0 | 0 | 0 | 0 | 0 | 0 | 0 | 0 | 0 | 0 | 0 | 0 | 0 | 0 | 0 | 0 | 0 | 0 | 0 | 0 | 0 | 0
|  | Cost 4 | 0 | 0 | 0 | 0 | 0 | 0 | 0 | 0 | 0 | 0 | 0 | 0 | 0 | 0 | 0 | 0 | 0 | 0 | 0 | 0 | 0 | 0
|  | Cost 5 | 0 | 0 | 0 | 0 | 0 | 0 | 0 | 0 | 0 | 0 | 0 | 0 | 0 | 0 | 0 | 0 | 0 | 0 | 0 | 0 | 0 | 0
|  | Risk 1 | 0 | 0 | 0 | 0 | 0 | 0 | 0 | 0 | 0 | 0 | 0 | 0 | 0 | 0 | 0 | 0 | 0 | 0 | 0 | 0 | 0 | 0
|  | Risk 2 | 0 | 0 | 0 | 0 | 0 | 0 | 0 | 0 | 0 | 0 | 0 | 0 | 0 | 0 | 0 | 0 | 0 | 0 | 0 | 0 | 0 | 0
|  | Risk 3 | 0 | 0 | 0 | 0 | 0 | 0 | 0 | 0 | 0 | 0 | 0 | 0 | 0 | 0 | 0 | 0 | 0 | 0 | 0 | 0 | 0 | 0
|  | Risk 4 | 0 | 0 | 0 | 0 | 0 | 0 | 0 | 0 | 0 | 0 | 0 | 0 | 0 | 0 | 0 | 0 | 0 | 0 | 0 | 0 | 0 | 0
|  | Risk 5 | 0 | 0 | 0 | 0 | 0 | 0 | 0 | 0 | 0 | 0 | 0 | 0 | 0 | 0 | 0 | 0 | 0 | 0 | 0 | 0 | 0 | 0
|  | Total Costs | 5406.0326 | 0 | 461.2004 | 1590.7376 | 1647.7061 | 1706.3885 | 0 | 0 | 0 | 0 | 0 | 0 | 0 | 0 | 0 | 0 | 0 | 0 | 0 | 0 | 0 | 0
|  | Present Value (PV) of Total Costs | 4278.9977 | 0 | 424.4045 | 1347.036 | 1283.9578 | 1223.5993 | 0 | 0 | 0 | 0 | 0 | 0 | 0 | 0 | 0 | 0 | 0 | 0 | 0 | 0 | 0 | 0
Option 2: Replace / Install Network Devices + 2yrs
|  | Capital Costs | 5510.9096 | 0 | 0 | 470.1477 | 1621.5979 | 1679.6716 | 1739.4924 | 0 | 0 | 0 | 0 | 0 | 0 | 0 | 0 | 0 | 0 | 0 | 0 | 0 | 0 | 0
|  | Maintenance Costs | 0 | 0 | 0 | 0 | 0 | 0 | 0 | 0 | 0 | 0 | 0 | 0 | 0 | 0 | 0 | 0 | 0 | 0 | 0 | 0 | 0 | 0
Negative Impact on Revenue (STPIS)
|  | SAIFI sustained | 0 | 0 | 0 | 0 | 0 | 0 | 0 | 0 | 0 | 0 | 0 | 0 | 0 | 0 | 0 | 0 | 0 | 0 | 0 | 0 | 0 | 0
|  | SAIDI accidental | 0 | 0 | 0 | 0 | 0 | 0 | 0 | 0 | 0 | 0 | 0 | 0 | 0 | 0 | 0 | 0 | 0 | 0 | 0 | 0 | 0 | 0
|  | MAIFI momentary | 0 | 0 | 0 | 0 | 0 | 0 | 0 | 0 | 0 | 0 | 0 | 0 | 0 | 0 | 0 | 0 | 0 | 0 | 0 | 0 | 0 | 0
|  | Call centre response | 0 | 0 | 0 | 0 | 0 | 0 | 0 | 0 | 0 | 0 | 0 | 0 | 0 | 0 | 0 | 0 | 0 | 0 | 0 | 0 | 0 | 0
|  | Network Outage Costs | 0 | 0 | 0 | 0 | 0 | 0 | 0 | 0 | 0 | 0 | 0 | 0 | 0 | 0 | 0 | 0 | 0 | 0 | 0 | 0 | 0 | 0
|  | Loss of F Factor Benefit | 0 | 0 | 0 | 0 | 0 | 0 | 0 | 0 | 0 | 0 | 0 | 0 | 0 | 0 | 0 | 0 | 0 | 0 | 0 | 0 | 0 | 0
|  | Need to Neutral Inegrity Test 1/5 of the services where data is acquired from non-UE Meter Data Provider | 0 | 0 | 0 | 0 | 0 | 0 | 0 | 0 | 0 | 0 | 0 | 0 | 0 | 0 | 0 | 0 | 0 | 0 | 0 | 0 | 0 | 0
|  | Cost 2 | 0 | 0 | 0 | 0 | 0 | 0 | 0 | 0 | 0 | 0 | 0 | 0 | 0 | 0 | 0 | 0 | 0 | 0 | 0 | 0 | 0 | 0
|  | Cost 3 | 0 | 0 | 0 | 0 | 0 | 0 | 0 | 0 | 0 | 0 | 0 | 0 | 0 | 0 | 0 | 0 | 0 | 0 | 0 | 0 | 0 | 0
|  | Cost 4 | 0 | 0 | 0 | 0 | 0 | 0 | 0 | 0 | 0 | 0 | 0 | 0 | 0 | 0 | 0 | 0 | 0 | 0 | 0 | 0 | 0 | 0
|  | Cost 5 | 0 | 0 | 0 | 0 | 0 | 0 | 0 | 0 | 0 | 0 | 0 | 0 | 0 | 0 | 0 | 0 | 0 | 0 | 0 | 0 | 0 | 0
|  | Risk 1 | 0 | 0 | 0 | 0 | 0 | 0 | 0 | 0 | 0 | 0 | 0 | 0 | 0 | 0 | 0 | 0 | 0 | 0 | 0 | 0 | 0 | 0
|  | Risk 2 | 0 | 0 | 0 | 0 | 0 | 0 | 0 | 0 | 0 | 0 | 0 | 0 | 0 | 0 | 0 | 0 | 0 | 0 | 0 | 0 | 0 | 0
|  | Risk 3 | 0 | 0 | 0 | 0 | 0 | 0 | 0 | 0 | 0 | 0 | 0 | 0 | 0 | 0 | 0 | 0 | 0 | 0 | 0 | 0 | 0 | 0
|  | Risk 4 | 0 | 0 | 0 | 0 | 0 | 0 | 0 | 0 | 0 | 0 | 0 | 0 | 0 | 0 | 0 | 0 | 0 | 0 | 0 | 0 | 0 | 0
|  | Risk 5 | 0 | 0 | 0 | 0 | 0 | 0 | 0 | 0 | 0 | 0 | 0 | 0 | 0 | 0 | 0 | 0 | 0 | 0 | 0 | 0 | 0 | 0
|  | Total Costs | 5510.9096 | 0 | 0 | 470.1477 | 1621.5979 | 1679.6716 | 1739.4924 | 0 | 0 | 0 | 0 | 0 | 0 | 0 | 0 | 0 | 0 | 0 | 0 | 0 | 0 | 0
|  | Present Value (PV) of Total Costs | 4013.9967 | 0 | 0 | 398.1209 | 1263.6133 | 1204.4415 | 1147.8211 | 0 | 0 | 0 | 0 | 0 | 0 | 0 | 0 | 0 | 0 | 0 | 0 | 0 | 0 | 0
Option 2: Replace / Install Network Devices + 3yrs
|  | Capital Costs | 5617.8212 | 0 | 0 | 0 | 479.2686 | 1653.0569 | 1712.2572 | 1773.2385 | 0 | 0 | 0 | 0 | 0 | 0 | 0 | 0 | 0 | 0 | 0 | 0 | 0 | 0
|  | Maintenance Costs | 0 | 0 | 0 | 0 | 0 | 0 | 0 | 0 | 0 | 0 | 0 | 0 | 0 | 0 | 0 | 0 | 0 | 0 | 0 | 0 | 0 | 0
Negative Impact on Revenue (STPIS)
|  | SAIFI sustained | 0 | 0 | 0 | 0 | 0 | 0 | 0 | 0 | 0 | 0 | 0 | 0 | 0 | 0 | 0 | 0 | 0 | 0 | 0 | 0 | 0 | 0
|  | SAIDI accidental | 0 | 0 | 0 | 0 | 0 | 0 | 0 | 0 | 0 | 0 | 0 | 0 | 0 | 0 | 0 | 0 | 0 | 0 | 0 | 0 | 0 | 0
|  | MAIFI momentary | 0 | 0 | 0 | 0 | 0 | 0 | 0 | 0 | 0 | 0 | 0 | 0 | 0 | 0 | 0 | 0 | 0 | 0 | 0 | 0 | 0 | 0
|  | Call centre response | 0 | 0 | 0 | 0 | 0 | 0 | 0 | 0 | 0 | 0 | 0 | 0 | 0 | 0 | 0 | 0 | 0 | 0 | 0 | 0 | 0 | 0
|  | Network Outage Costs | 0 | 0 | 0 | 0 | 0 | 0 | 0 | 0 | 0 | 0 | 0 | 0 | 0 | 0 | 0 | 0 | 0 | 0 | 0 | 0 | 0 | 0
|  | Loss of F Factor Benefit | 0 | 0 | 0 | 0 | 0 | 0 | 0 | 0 | 0 | 0 | 0 | 0 | 0 | 0 | 0 | 0 | 0 | 0 | 0 | 0 | 0 | 0
|  | Cost 1 | 0 | 0 | 0 | 0 | 0 | 0 | 0 | 0 | 0 | 0 | 0 | 0 | 0 | 0 | 0 | 0 | 0 | 0 | 0 | 0 | 0 | 0
|  | Cost 2 | 0 | 0 | 0 | 0 | 0 | 0 | 0 | 0 | 0 | 0 | 0 | 0 | 0 | 0 | 0 | 0 | 0 | 0 | 0 | 0 | 0 | 0
|  | Cost 3 | 0 | 0 | 0 | 0 | 0 | 0 | 0 | 0 | 0 | 0 | 0 | 0 | 0 | 0 | 0 | 0 | 0 | 0 | 0 | 0 | 0 | 0
|  | Cost 4 | 0 | 0 | 0 | 0 | 0 | 0 | 0 | 0 | 0 | 0 | 0 | 0 | 0 | 0 | 0 | 0 | 0 | 0 | 0 | 0 | 0 | 0
|  | Cost 5 | 0 | 0 | 0 | 0 | 0 | 0 | 0 | 0 | 0 | 0 | 0 | 0 | 0 | 0 | 0 | 0 | 0 | 0 | 0 | 0 | 0 | 0
|  | Risk 1 | 0 | 0 | 0 | 0 | 0 | 0 | 0 | 0 | 0 | 0 | 0 | 0 | 0 | 0 | 0 | 0 | 0 | 0 | 0 | 0 | 0 | 0
|  | Risk 2 | 0 | 0 | 0 | 0 | 0 | 0 | 0 | 0 | 0 | 0 | 0 | 0 | 0 | 0 | 0 | 0 | 0 | 0 | 0 | 0 | 0 | 0
|  | Risk 3 | 0 | 0 | 0 | 0 | 0 | 0 | 0 | 0 | 0 | 0 | 0 | 0 | 0 | 0 | 0 | 0 | 0 | 0 | 0 | 0 | 0 | 0
|  | Risk 4 | 0 | 0 | 0 | 0 | 0 | 0 | 0 | 0 | 0 | 0 | 0 | 0 | 0 | 0 | 0 | 0 | 0 | 0 | 0 | 0 | 0 | 0
|  | Risk 5 | 0 | 0 | 0 | 0 | 0 | 0 | 0 | 0 | 0 | 0 | 0 | 0 | 0 | 0 | 0 | 0 | 0 | 0 | 0 | 0 | 0 | 0
|  | Total Costs | 5617.8212 | 0 | 0 | 0 | 479.2686 | 1653.0569 | 1712.2572 | 1773.2385 | 0 | 0 | 0 | 0 | 0 | 0 | 0 | 0 | 0 | 0 | 0 | 0 | 0 | 0
|  | Present Value (PV) of Total Costs | 3765.4075 | 0 | 0 | 0 | 373.465 | 1185.3569 | 1129.8497 | 1076.7358 | 0 | 0 | 0 | 0 | 0 | 0 | 0 | 0 | 0 | 0 | 0 | 0 | 0 | 0
Option 2: Replace / Install Network Devices + 4yrs
|  | Capital Costs | 5726.807 | 0 | 0 | 0 | 0 | 488.5664 | 1685.1262 | 1745.475 | 1807.6394 | 0 | 0 | 0 | 0 | 0 | 0 | 0 | 0 | 0 | 0 | 0 | 0 | 0
|  | Maintenance Costs | 0 | 0 | 0 | 0 | 0 | 0 | 0 | 0 | 0 | 0 | 0 | 0 | 0 | 0 | 0 | 0 | 0 | 0 | 0 | 0 | 0 | 0
Negative Impact on Revenue (STPIS)
|  | SAIFI sustained | 0 | 0 | 0 | 0 | 0 | 0 | 0 | 0 | 0 | 0 | 0 | 0 | 0 | 0 | 0 | 0 | 0 | 0 | 0 | 0 | 0 | 0
|  | SAIDI accidental | 0 | 0 | 0 | 0 | 0 | 0 | 0 | 0 | 0 | 0 | 0 | 0 | 0 | 0 | 0 | 0 | 0 | 0 | 0 | 0 | 0 | 0
|  | MAIFI momentary | 0 | 0 | 0 | 0 | 0 | 0 | 0 | 0 | 0 | 0 | 0 | 0 | 0 | 0 | 0 | 0 | 0 | 0 | 0 | 0 | 0 | 0
|  | Call centre response | 0 | 0 | 0 | 0 | 0 | 0 | 0 | 0 | 0 | 0 | 0 | 0 | 0 | 0 | 0 | 0 | 0 | 0 | 0 | 0 | 0 | 0
|  | Network Outage Costs | 0 | 0 | 0 | 0 | 0 | 0 | 0 | 0 | 0 | 0 | 0 | 0 | 0 | 0 | 0 | 0 | 0 | 0 | 0 | 0 | 0 | 0
|  | Loss of F Factor Benefit | 0 | 0 | 0 | 0 | 0 | 0 | 0 | 0 | 0 | 0 | 0 | 0 | 0 | 0 | 0 | 0 | 0 | 0 | 0 | 0 | 0 | 0
|  | Cost 1 | 0 | 0 | 0 | 0 | 0 | 0 | 0 | 0 | 0 | 0 | 0 | 0 | 0 | 0 | 0 | 0 | 0 | 0 | 0 | 0 | 0 | 0
|  | Cost 2 | 0 | 0 | 0 | 0 | 0 | 0 | 0 | 0 | 0 | 0 | 0 | 0 | 0 | 0 | 0 | 0 | 0 | 0 | 0 | 0 | 0 | 0
|  | Cost 3 | 0 | 0 | 0 | 0 | 0 | 0 | 0 | 0 | 0 | 0 | 0 | 0 | 0 | 0 | 0 | 0 | 0 | 0 | 0 | 0 | 0 | 0
|  | Cost 4 | 0 | 0 | 0 | 0 | 0 | 0 | 0 | 0 | 0 | 0 | 0 | 0 | 0 | 0 | 0 | 0 | 0 | 0 | 0 | 0 | 0 | 0
|  | Cost 5 | 0 | 0 | 0 | 0 | 0 | 0 | 0 | 0 | 0 | 0 | 0 | 0 | 0 | 0 | 0 | 0 | 0 | 0 | 0 | 0 | 0 | 0
|  | Risk 1 | 0 | 0 | 0 | 0 | 0 | 0 | 0 | 0 | 0 | 0 | 0 | 0 | 0 | 0 | 0 | 0 | 0 | 0 | 0 | 0 | 0 | 0
|  | Risk 2 | 0 | 0 | 0 | 0 | 0 | 0 | 0 | 0 | 0 | 0 | 0 | 0 | 0 | 0 | 0 | 0 | 0 | 0 | 0 | 0 | 0 | 0
|  | Risk 3 | 0 | 0 | 0 | 0 | 0 | 0 | 0 | 0 | 0 | 0 | 0 | 0 | 0 | 0 | 0 | 0 | 0 | 0 | 0 | 0 | 0 | 0
|  | Risk 4 | 0 | 0 | 0 | 0 | 0 | 0 | 0 | 0 | 0 | 0 | 0 | 0 | 0 | 0 | 0 | 0 | 0 | 0 | 0 | 0 | 0 | 0
|  | Risk 5 | 0 | 0 | 0 | 0 | 0 | 0 | 0 | 0 | 0 | 0 | 0 | 0 | 0 | 0 | 0 | 0 | 0 | 0 | 0 | 0 | 0 | 0
|  | Total Costs | 5726.807 | 0 | 0 | 0 | 0 | 488.5664 | 1685.1262 | 1745.475 | 1807.6394 | 0 | 0 | 0 | 0 | 0 | 0 | 0 | 0 | 0 | 0 | 0 | 0 | 0
|  | Present Value (PV) of Total Costs | 3532.2135 | 0 | 0 | 0 | 0 | 350.3361 | 1111.947 | 1059.8774 | 1010.0529 | 0 | 0 | 0 | 0 | 0 | 0 | 0 | 0 | 0 | 0 | 0 | 0 | 0
Summary
Total Costs
1 |  | "Status Quo" Reference Case |  | 0 | 0 | 0 | 0 | 0 | 0 | 0 | 0 | 0 | 0 | 0 | 0 | 0 | 0 | 0 | 0 | 0 | 0 | 0 | 0 | 0
2 |  | Option 2: Replace / Install Network Devices |  | 452.4234 | 1560.4646 | 1616.3489 | 1673.9145 | 0 | 0 | 0 | 0 | 0 | 0 | 0 | 0 | 0 | 0 | 0 | 0 | 0 | 0 | 0 | 0 | 0
3 |  | Option 2: Replace / Install Network Devices + 1yr |  | 0 | 461.2004 | 1590.7376 | 1647.7061 | 1706.3885 | 0 | 0 | 0 | 0 | 0 | 0 | 0 | 0 | 0 | 0 | 0 | 0 | 0 | 0 | 0 | 0
4 |  | Option 2: Replace / Install Network Devices + 2yrs |  | 0 | 0 | 470.1477 | 1621.5979 | 1679.6716 | 1739.4924 | 0 | 0 | 0 | 0 | 0 | 0 | 0 | 0 | 0 | 0 | 0 | 0 | 0 | 0 | 0
5 |  | Option 2: Replace / Install Network Devices + 3yrs |  | 0 | 0 | 0 | 479.2686 | 1653.0569 | 1712.2572 | 1773.2385 | 0 | 0 | 0 | 0 | 0 | 0 | 0 | 0 | 0 | 0 | 0 | 0 | 0 | 0
6 |  | Option 2: Replace / Install Network Devices + 4yrs |  | 0 | 0 | 0 | 0 | 488.5664 | 1685.1262 | 1745.475 | 1807.6394 | 0 | 0 | 0 | 0 | 0 | 0 | 0 | 0 | 0 | 0 | 0 | 0 | 0
PV of Total Costs
1 |  | "Status Quo" Reference Case |  | 0 | 0 | 0 | 0 | 0 | 0 | 0 | 0 | 0 | 0 | 0 | 0 | 0 | 0 | 0 | 0 | 0 | 0 | 0 | 0 | 0
2 |  | Option 2: Replace / Install Network Devices |  | 452.4234 | 1435.9663 | 1368.7237 | 1304.3804 | 0 | 0 | 0 | 0 | 0 | 0 | 0 | 0 | 0 | 0 | 0 | 0 | 0 | 0 | 0 | 0 | 0
3 |  | Option 2: Replace / Install Network Devices + 1yr |  | 0 | 424.4045 | 1347.036 | 1283.9578 | 1223.5993 | 0 | 0 | 0 | 0 | 0 | 0 | 0 | 0 | 0 | 0 | 0 | 0 | 0 | 0 | 0 | 0
4 |  | Option 2: Replace / Install Network Devices + 2yrs |  | 0 | 0 | 398.1209 | 1263.6133 | 1204.4415 | 1147.8211 | 0 | 0 | 0 | 0 | 0 | 0 | 0 | 0 | 0 | 0 | 0 | 0 | 0 | 0 | 0
5 |  | Option 2: Replace / Install Network Devices + 3yrs |  | 0 | 0 | 0 | 373.465 | 1185.3569 | 1129.8497 | 1076.7358 | 0 | 0 | 0 | 0 | 0 | 0 | 0 | 0 | 0 | 0 | 0 | 0 | 0 | 0
6 |  | Option 2: Replace / Install Network Devices + 4yrs |  | 0 | 0 | 0 | 0 | 350.3361 | 1111.947 | 1059.8774 | 1010.0529 | 0 | 0 | 0 | 0 | 0 | 0 | 0 | 0 | 0 | 0 | 0 | 0 | 0
Total Capital Costs
1 |  | "Status Quo" Reference Case |  | 0 | 0 | 0 | 0 | 0 | 0 | 0 | 0 | 0 | 0 | 0 | 0 | 0 | 0 | 0 | 0 | 0 | 0 | 0 | 0 | 0
2 |  | Option 2: Replace / Install Network Devices |  | 452.4234 | 1560.4646 | 1616.3489 | 1673.9145 | 0 | 0 | 0 | 0 | 0 | 0 | 0 | 0 | 0 | 0 | 0 | 0 | 0 | 0 | 0 | 0 | 0
3 |  | Option 2: Replace / Install Network Devices + 1yr |  | 0 | 461.2004 | 1590.7376 | 1647.7061 | 1706.3885 | 0 | 0 | 0 | 0 | 0 | 0 | 0 | 0 | 0 | 0 | 0 | 0 | 0 | 0 | 0 | 0
4 |  | Option 2: Replace / Install Network Devices + 2yrs |  | 0 | 0 | 470.1477 | 1621.5979 | 1679.6716 | 1739.4924 | 0 | 0 | 0 | 0 | 0 | 0 | 0 | 0 | 0 | 0 | 0 | 0 | 0 | 0 | 0
5 |  | Option 2: Replace / Install Network Devices + 3yrs |  | 0 | 0 | 0 | 479.2686 | 1653.0569 | 1712.2572 | 1773.2385 | 0 | 0 | 0 | 0 | 0 | 0 | 0 | 0 | 0 | 0 | 0 | 0 | 0 | 0
6 |  | Option 2: Replace / Install Network Devices + 4yrs |  | 0 | 0 | 0 | 0 | 488.5664 | 1685.1262 | 1745.475 | 1807.6394 | 0 | 0 | 0 | 0 | 0 | 0 | 0 | 0 | 0 | 0 | 0 | 0 | 0
Differential Analysis between Status Quo and Option 2: Replace / Install Network Devices + 4yrs
|  | Cashflow - Status Quo |  | 0 | 0 | 0 | 0 | 0 | 0 | 0 | 0 | 0 | 0 | 0 | 0 | 0 | 0 | 0 | 0 | 0 | 0 | 0 | 0 | 0
|  | Cashflow - Option 2: Replace / Install Network Devices + 4yrs |  | 0 | 0 | 0 | 0 | -488.5664 | -1685.1262 | -1745.475 | -1807.6394 | 0 | 0 | 0 | 0 | 0 | 0 | 0 | 0 | 0 | 0 | 0 | 0 | 0
|  | Difference in Cashflow |  | 0 | 0 | 0 | 0 | -488.5664 | -1685.1262 | -1745.475 | -1807.6394 | 0 | 0 | 0 | 0 | 0 | 0 | 0 | 0 | 0 | 0 | 0 | 0 | 0
|  | PV - Status Quo |  | 0 | 0 | 0 | 0 | 0 | 0 | 0 | 0 | 0 | 0 | 0 | 0 | 0 | 0 | 0 | 0 | 0 | 0 | 0 | 0 | 0
|  | PV - Option 2: Replace / Install Network Devices + 4yrs |  | 0 | 0 | 0 | 0 | -350.3361 | -1111.947 | -1059.8774 | -1010.0529 | 0 | 0 | 0 | 0 | 0 | 0 | 0 | 0 | 0 | 0 | 0 | 0 | 0
|  | Difference in PV |  | 0 | 0 | 0 | 0 | -350.3361 | -1111.947 | -1059.8774 | -1010.0529 | 0 | 0 | 0 | 0 | 0 | 0 | 0 | 0 | 0 | 0 | 0 | 0 | 0
|  | Cumulative difference in PV |  | 0 | 0 | 0 | 0 | -350.3361 | -1462.2831 | -2522.1605 | -3532.2135 | -3532.2135 | -3532.2135 | -3532.2135 | -3532.2135 | -3532.2135 | -3532.2135 | -3532.2135 | -3532.2135 | -3532.2135 | -3532.2135 | -3532.2135 | -3532.2135 | -3532.2135
Analysis
|  | PV of Difference in Cashflow | -3532.2135
|  | Internal Rate of Return | 0%
|  | Discounted payback (years) | 17
Cumulative Table
|  |  |  | 2016 | 2017 | 2018 | 2019 | 2020
|  |  | "Status Quo" Reference Case | 2017 0: Option 2: Replace / Install Network Devices; 2018 1: Option 2: Replace / Install Network Devices + 1yr; 2019 2: Option 2: Replace / Install Network Devices + 2yrs; 2020 3: Option 2: Replace / Install Network Devices + 3yrs; 2021 4: Option 2: Replace / Install Network Devices + 4yrs
|  | Capital Costs | 0 | 2017 0: 5303.1514; 2018 1: 5406.0326; 2019 2: 5510.9096; 2020 3: 5617.8212; 2021 4: 5726.807
|  | Maintenance Costs | 0 | 2017 0: 0; 2018 1: 0; 2019 2: 0; 2020 3: 0; 2021 4: 0
|  | Negative Impact on Revenue (STPIS) | 0 | 2017 0: 0; 2018 1: 0; 2019 2: 0; 2020 3: 0; 2021 4: 0
|  | Network Outage Costs | 0 | 2017 0: 0; 2018 1: 0; 2019 2: 0; 2020 3: 0; 2021 4: 0
|  | Loss of F Factor Benefit | 0 | 2017 0: 0; 2018 1: 0; 2019 2: 0; 2020 3: 0; 2021 4: 0
|  | Cost 1 | 0 | 2017 0: 0; 2018 1: 0; 2019 2: 0; 2020 3: 0; 2021 4: 0
|  | Cost 2 | 0 | 2017 0: 0; 2018 1: 0; 2019 2: 0; 2020 3: 0; 2021 4: 0
|  | Cost 3 | 0 | 2017 0: 0; 2018 1: 0; 2019 2: 0; 2020 3: 0; 2021 4: 0
|  | Cost 4 | 0 | 2017 0: 0; 2018 1: 0; 2019 2: 0; 2020 3: 0; 2021 4: 0
|  | Cost 5 | 0 | 2017 0: 0; 2018 1: 0; 2019 2: 0; 2020 3: 0; 2021 4: 0
|  | Risk | 0 | 2017 0: 0; 2018 1: 0; 2019 2: 0; 2020 3: 0; 2021 4: 0
|  | Total Costs | 0 | 2017 0: 5303.1514; 2018 1: 5406.0326; 2019 2: 5510.9096; 2020 3: 5617.8212; 2021 4: 5726.807
|  | PV of Total Costs |  | 2017 0: 4561.4938; 2018 1: 4278.9977; 2019 2: 4013.9967; 2020 3: 3765.4075; 2021 4: 3532.2135
|  |  |  | 0 | 1 | 2 | 3 | 4
|  | Least Cost (Net Present Cost) | 3532.2135 | 2018 1: 746.7843; 2019 2: 481.7833; 2020 3: 233.194; 2021 4: 0
|  | Least Cost Option | Option 2: Replace / Install Network Devices + 4yrs
Graph & Working Data
|  |  |  | 2017 | 2018 | 2019 | 2020 | 2021 | 2022 | 2023 | 2024 | 2025 | 2026 | 2027
|  |  | 'Status Quo': annual costs | 0 | 0 | 0 | 0 | 0 | 0 | 0 | 0 | 0 | 0 | 0 | 0 | 0 | 0 | 0 | 0 | 0 | 0 | 0 | 0 | 0
|  |  | Option 2: Replace / Install Network Devices + 4yrs annual costs | 0 | 0 | 0 | 0 | 42.3587 | 188.4591 | 339.7918 | 496.5142 | 496.5142 | 496.5142 | 496.5142 | 496.5142 | 496.5142 | 496.5142 | 496.5142 | 496.5142 | 496.5142 | 496.5142 | 496.5142 | 496.5142 | 496.5142
|  |  | Option 2: Replace / Install Network Devices + 4yrs PV of costs | 0 | 0 | 0 | 0 | 350.3361 | 1111.947 | 1059.8774 | 1010.0529 | 0 | 0 | 0 | 0 | 0 | 0 | 0 | 0 | 0 | 0 | 0 | 0 | 0
"Status Quo" Reference Case
|  |  | Capital Costs | 0 | 0 | 0 | 0 | 0 | 0 | 0 | 0 | 0 | 0 | 0 | 0 | 0 | 0 | 0 | 0 | 0 | 0 | 0 | 0 | 0
|  |  | Funding Costs | 0 | 0 | 0 | 0 | 0 | 0 | 0 | 0 | 0 | 0 | 0 | 0 | 0 | 0 | 0 | 0 | 0 | 0 | 0 | 0 | 0
|  |  | Annual Costs | 0 | 0 | 0 | 0 | 0 | 0 | 0 | 0 | 0 | 0 | 0 | 0 | 0 | 0 | 0 | 0 | 0 | 0 | 0 | 0 | 0
|  |  | Annualised costs | 0 | 0 | 0 | 0 | 0 | 0 | 0 | 0 | 0 | 0 | 0 | 0 | 0 | 0 | 0 | 0 | 0 | 0 | 0 | 0 | 0
| 6 |  | Recommended Case: Option 2: Replace / Install Network Devices + 4yrs
|  |  | Capital Costs | 0 | 0 | 0 | 0 | 488.5664 | 2173.6926 | 3919.1676 | 5726.807 | 5726.807 | 5726.807 | 5726.807 | 5726.807 | 5726.807 | 5726.807 | 5726.807 | 5726.807 | 5726.807 | 5726.807 | 5726.807 | 5726.807 | 5726.807
|  |  | Funding Costs | 0 | 0 | 0 | 0 | 42.3587 | 188.4591 | 339.7918 | 496.5142 | 496.5142 | 496.5142 | 496.5142 | 496.5142 | 496.5142 | 496.5142 | 496.5142 | 496.5142 | 496.5142 | 496.5142 | 496.5142 | 496.5142 | 496.5142
|  |  | Annual Costs | 0 | 0 | 0 | 0 | 0 | 0 | 0 | 0 | 0 | 0 | 0 | 0 | 0 | 0 | 0 | 0 | 0 | 0 | 0 | 0 | 0
|  |  | Annualised costs | 0 | 0 | 0 | 0 | 42.3587 | 188.4591 | 339.7918 | 496.5142 | 496.5142 | 496.5142 | 496.5142 | 496.5142 | 496.5142 | 496.5142 | 496.5142 | 496.5142 | 496.5142 | 496.5142 | 496.5142 | 496.5142 | 496.5142

## Output
Project Details
| Project Name : | DNSP Intelligent Network Device |  |  | Asset : | United Energy
| Year in which project will begin : | 2017
| Discount Rate : | 8.67%
*Business WACC (Pre-tax Nominal WACC)
| Project Type : | Discretionary (asset replacement or refurbushment)
Regulatory Asset Category Proportion (Percentage)
Gas reg categories - to be completed
| Customer Initiated | 0% |  |  |  | 0%
| Demand (Reinforcement) | 0% |  |  |  | 0%
| Reliability & Power Quality Maintained | 100% |  |  |  | 0%
| Reliability & Power Quality Improved | 0% |  |  |  | 0%
| SCADA & Network Control | 0% |  |  |  | 0%
| Environmental, Safety & Legal | 0% |  |  |  | 0%
| Non-Network IT | 0% |  |  |  | 0%
| Non-Network general other | 0% |  |  |  | 0%
| Non-Standard Control | 0% |  |  |  | 0%
Economic Assessment
Budget :
| Is the project included in the budget? | No
| If yes, how much is allocated? | 0
Results:
$000
| Least Cost Option | Option 2: Replace / Install Network Devices
| Least Cost (Present Value) | 4013.9967
| Options | "Status Quo" Reference Case | Option 1 Perform Manual Neutral Integrity where UE Meters are Removed | Option 2 Replace / Install Network Devices | Option 3 Replace / Install 80% Network Devices, Purchase the Remaining 20% of the AMI data and Control Functionality | Option 4 | Option 5
| Capital Costs | 0 | 5152.3035 | 5510.9096 | 9588.6177 | 0 | 0
| Maintenance Costs | 0 | 0 | 0 | 0 | 0 | 0
| Negative Impact on Revenue (STPIS) | 0 | 0 | 0 | 0 | 0 | 0
| Network Outage Costs | 0 | 0 | 0 | 0 | 0 | 0
| Loss of F Factor Benefit | 0 | 0 | 0 | 0 | 0 | 0
| Cost 1 | 0 | 18084.8198 | 0 | 3616.964 | 0 | 0
| Cost 2 | 0 | 4696.565 | 0 | 0 | 0 | 0
| Cost 3 | 0 | 0 | 0 | 0 | 0 | 0
| Cost 4 | 0 | 0 | 0 | 0 | 0 | 0
| Cost 5 | 0 | 0 | 0 | 0 | 0 | 0
| Risks | 0 | 0 | 0 | 0 | 0 | 0
| Total Costs | 0 | 27933.6884 | 5510.9096 | 13205.5816 | 0 | 0
| Present Value of Total Costs |  | 7290.9321 | 4013.9967 | 7819.2799
| Project Ranking |  | 2 | 1 | 3
Notes:
Option 1: Perform Manual Neutral Integrity where UE Meters are Removed
Option 2: Replace / Install Network Devices
Option 3: Replace / Install 80% Network Devices, Purchase the Remaining 20% of the AMI data and Control Functionality
Option 4:
Option 5:
Timing Analysis - DNSP Intelligent Network Device
Differential Analysis:
Analysis of difference in cashflow between "Status Quo" and the recommended option
| Net Present Value ($000) |  | -4013.9967
| Present Value Ratio (PVR) |  | 0
| Internal Rate of Return |  | 0%
| Pay back period (years) |  | 21
Sensitivities
Best Case Scenario
| Options | "Status Quo" Reference Case | Option 1 Perform Manual Neutral Integrity where UE Meters are Removed | Option 2 Replace / Install Network Devices | Option 3 Replace / Install 80% Network Devices, Purchase the Remaining 20% of the AMI data and Control Functionality | Option 4 | Option 5
| Capital Costs | 0 | 4637.0732 | 4959.8186 | 8629.7559 | 0 | 0
| Opex | 0 | 20503.2463 | 0 | 3255.2676 | 0 | 0
| Total Costs | 0 | 25140.3195 | 4959.8186 | 11885.0235 | 0 | 0
| Discount Rate | 7.67%
| Present Value of Total Costs |  | 7568.1474 | 3740.9735 | 7373.9961
| Project Ranking |  | 3 | 1 | 2
Worst Case Scenario
| Options | "Status Quo" Reference Case | Option 1 Perform Manual Neutral Integrity where UE Meters are Removed | Option 2 Replace / Install Network Devices | Option 3 Replace / Install 80% Network Devices, Purchase the Remaining 20% of the AMI data and Control Functionality | Option 4 | Option 5
| Capital Costs | 0 | 5667.5339 | 6062.0006 | 10547.4794 | 0 | 0
| Opex | 0 | 25059.5233 | 0 | 3978.6604 | 0 | 0
| Total Costs | 0 | 30727.0572 | 6062.0006 | 14526.1398 | 0 | 0
| Discount Rate | 9.67%
| Present Value of Total Costs |  | 8389.725 | 5130.4306 | 9897.5791
| Project Ranking |  | 2 | 1 | 3
Regulatory Investment Test
Regulatory Investment Test is not compulsory for this business case, but recommended.
| Options | "Status Quo" Reference Case | Option 1 Perform Manual Neutral Integrity where UE Meters are Removed | Option 2 Replace / Install Network Devices | Option 3 Replace / Install 80% Network Devices, Purchase the Remaining 20% of the AMI data and Control Functionality | Option 4 | Option 5
| Net Present Value ($000) | 0
| Project Ranking | 1
Version 1.3 |  | Date Issued : | 2014-11-13 | Review Date : | 2015-11-13 |  |  | Printed on 4/1/2016
Note on F87: Note: PV (Status Quo) / PV (recommended case)

## Business Case Output
Project Name: |  | DNSP Intelligent Network Device
Financial Summary
|  | "Status Quo" Reference Case | Option 1: Perform Manual Neutral Integrity where UE Meters are Removed | Option 2: Replace / Install Network Devices | Option 3: Replace / Install 80% Network Devices, Purchase the Remaining 20% of the AMI data and Control Functionality | Option 4: | Option 5:
| Net Capex ($) | 0 | 1676433.1411 | 4013996.7431 | 6968548.9095 | 0 | 0
| Opex ($) | 0 | 5614498.9284 | 0 | 850730.9928 | 0 | 0
| STPIS ($) | 0 | 0 | 0 | 0 | 0 | 0
| Loss of F Factor Benefit | 0 | 0 | 0 | 0 | 0 | 0
| Risk*** ($) | 0 | 0 | 0 | 0 | 0 | 0
| Least Net Cost ($) (PV) |  | 7290932.0695 | 4013996.7431 | 7819279.9023
| Project Ranking |  | 2 | 1 | 3
Project Costs: Status Quo
| BUSINESS COSTS | Driver |  | PV Cost
| Net Capex |  |  | 0
| Maintenance Opex Costs |  |  | 0
| SAIDI Costs | 0.00 (minutes per annum) |  | 0
| SAIFI Costs | 0.000 (Interuptions per annum) |  | 0
| MAIFI Costs | 0.000 (Interuptions per annum) |  | 0
| Network Outage Costs | $56,500 per min |  | 0
| Loss of F Factor Benefit | $25,000 per fire start |  | 0
| Opex costs |  |  | 0
| Risk*** ($) |  |  | 0
Project Costs - Option 1: Perform Manual Neutral Integrity where UE Meters are Removed
| BUSINESS COSTS | Driver |  | PV Cost
| Net Capex |  |  | 1676433.1411
| Maintenance Opex Costs |  |  | 0
| SAIDI Costs | 0.00 (minutes per annum) |  | 0
| SAIFI Costs | 0.000 (Interuptions per annum) |  | 0
| MAIFI Costs | 0.000 (Interuptions per annum) |  | 0
| Network Outage Costs | $56,500 per min |  | 0
| Loss of F Factor Benefit | $25,000 per fire start |  | 0
| Opex costs |  |  | 5614498.9284
| Risk*** ($) |  |  | 0
Project Costs - Option 2: Replace / Install Network Devices
| BUSINESS COSTS | Driver |  | PV Cost
| Net Capex |  |  | 4013996.7431
| Maintenance Opex Costs |  |  | 0
| SAIDI Costs | 0.00 (minutes per annum) |  | 0
| SAIFI Costs | 0.000 (Interuptions per annum) |  | 0
| MAIFI Costs | 0.000 (Interuptions per annum) |  | 0
| Opex costs | $56,500 per min |  | 0
| Loss of F Factor Benefit | $25,000 per fire start |  | 0
| Opex costs |  |  | 0
| Risk*** ($) |  |  | 0
Project Costs - Option 3: Replace / Install 80% Network Devices, Purchase the Remaining 20% of the AMI data and Control Functionality
| BUSINESS COSTS | Driver |  | PV Cost
| Net Capex |  |  | 6968548.9095
| Maintenance Opex Costs |  |  | 0
| SAIDI Costs | 0.00 (minutes per annum) |  | 0
| SAIFI Costs | 0.000 (Interuptions per annum) |  | 0
| MAIFI Costs | 0.000 (Interuptions per annum) |  | 0
| Opex costs | $56,500 per min |  | 0
| Loss of F Factor Benefit | $25,000 per fire start |  | 0
| Opex costs |  |  | 850730.9928
| Risk*** ($) |  |  | 0
Project Costs - Option 4:
| BUSINESS COSTS | Driver |  | PV Cost
| Net Capex |  |  | 0
| Maintenance Opex Costs |  |  | 0
| SAIDI Costs | 0.00 (minutes per annum) |  | 0
| SAIFI Costs | 0.000 (Interuptions per annum) |  | 0
| MAIFI Costs | 0.000 (Interuptions per annum) |  | 0
| Opex costs | $56,500 per min |  | 0
| Loss of F Factor Benefit | $25,000 per fire start |  | 0
| Opex costs |  |  | 0
| Risk*** ($) |  |  | 0
Project Costs - Option 5:
| BUSINESS COSTS | Driver |  | PV Cost
| Net Capex |  |  | 0
| Maintenance Opex Costs |  |  | 0
| SAIDI Costs | 0.00 (minutes per annum) |  | 0
| SAIFI Costs | 0.000 (Interuptions per annum) |  | 0
| MAIFI Costs | 0.000 (Interuptions per annum) |  | 0
| Opex costs | $56,500 per min |  | 0
| Loss of F Factor Benefit | $25,000 per fire start |  | 0
| Opex costs |  |  | 0
| Risk*** ($) |  |  | 0

## Present Value
Present Value Output
"Status Quo" Reference Case
| PV Total | 2017 | 2018 | 2019 | 2020 | 2021 | 2022 | 2023 | 2024 | 2025 | 2026 | 2027 | 2028 | 2029 | 2030 | 2031 | 2032 | 2033 | 2034 | 2035 | 2036 | 2037
Capital Costs | 0 | 0 | 0 | 0 | 0 | 0 | 0 | 0 | 0 | 0 | 0 | 0 | 0 | 0 | 0 | 0 | 0 | 0 | 0 | 0 | 0 | 0
Maintenance Costs | 0 | 0 | 0 | 0 | 0 | 0 | 0 | 0 | 0 | 0 | 0 | 0 | 0 | 0 | 0 | 0 | 0 | 0 | 0 | 0 | 0 | 0
Negative Impact on Revenue (STPIS) | 0 | 0 | 0 | 0 | 0 | 0 | 0 | 0 | 0 | 0 | 0 | 0 | 0 | 0 | 0 | 0 | 0 | 0 | 0 | 0 | 0 | 0
SAIFI sustained | 0 | 0 | 0 | 0 | 0 | 0 | 0 | 0 | 0 | 0 | 0 | 0 | 0 | 0 | 0 | 0 | 0 | 0 | 0 | 0 | 0 | 0
SAIDI accidental | 0 | 0 | 0 | 0 | 0 | 0 | 0 | 0 | 0 | 0 | 0 | 0 | 0 | 0 | 0 | 0 | 0 | 0 | 0 | 0 | 0 | 0
MAIFI momentary | 0 | 0 | 0 | 0 | 0 | 0 | 0 | 0 | 0 | 0 | 0 | 0 | 0 | 0 | 0 | 0 | 0 | 0 | 0 | 0 | 0 | 0
Call centre response | 0 | 0 | 0 | 0 | 0 | 0 | 0 | 0 | 0 | 0 | 0 | 0 | 0 | 0 | 0 | 0 | 0 | 0 | 0 | 0 | 0 | 0
Network Outage Costs | 0 | 0 | 0 | 0 | 0 | 0 | 0 | 0 | 0 | 0 | 0 | 0 | 0 | 0 | 0 | 0 | 0 | 0 | 0 | 0 | 0 | 0
Loss of F Factor Benefit | 0 | 0 | 0 | 0 | 0 | 0 | 0 | 0 | 0 | 0 | 0 | 0 | 0 | 0 | 0 | 0 | 0 | 0 | 0 | 0 | 0 | 0
Cost 1 | 0 | 0 | 0 | 0 | 0 | 0 | 0 | 0 | 0 | 0 | 0 | 0 | 0 | 0 | 0 | 0 | 0 | 0 | 0 | 0 | 0 | 0
Cost 2 | 0 | 0 | 0 | 0 | 0 | 0 | 0 | 0 | 0 | 0 | 0 | 0 | 0 | 0 | 0 | 0 | 0 | 0 | 0 | 0 | 0 | 0
Cost 3 | 0 | 0 | 0 | 0 | 0 | 0 | 0 | 0 | 0 | 0 | 0 | 0 | 0 | 0 | 0 | 0 | 0 | 0 | 0 | 0 | 0 | 0
Cost 4 | 0 | 0 | 0 | 0 | 0 | 0 | 0 | 0 | 0 | 0 | 0 | 0 | 0 | 0 | 0 | 0 | 0 | 0 | 0 | 0 | 0 | 0
Cost 5 | 0 | 0 | 0 | 0 | 0 | 0 | 0 | 0 | 0 | 0 | 0 | 0 | 0 | 0 | 0 | 0 | 0 | 0 | 0 | 0 | 0 | 0
Risk 1 | 0 | 0 | 0 | 0 | 0 | 0 | 0 | 0 | 0 | 0 | 0 | 0 | 0 | 0 | 0 | 0 | 0 | 0 | 0 | 0 | 0 | 0
Risk 2 | 0 | 0 | 0 | 0 | 0 | 0 | 0 | 0 | 0 | 0 | 0 | 0 | 0 | 0 | 0 | 0 | 0 | 0 | 0 | 0 | 0 | 0
Risk 3 | 0 | 0 | 0 | 0 | 0 | 0 | 0 | 0 | 0 | 0 | 0 | 0 | 0 | 0 | 0 | 0 | 0 | 0 | 0 | 0 | 0 | 0
Risk 4 | 0 | 0 | 0 | 0 | 0 | 0 | 0 | 0 | 0 | 0 | 0 | 0 | 0 | 0 | 0 | 0 | 0 | 0 | 0 | 0 | 0 | 0
Risk 5 | 0 | 0 | 0 | 0 | 0 | 0 | 0 | 0 | 0 | 0 | 0 | 0 | 0 | 0 | 0 | 0 | 0 | 0 | 0 | 0 | 0 | 0
PV Total | 0 | 0 | 0 | 0 | 0 | 0 | 0 | 0 | 0 | 0 | 0 | 0 | 0 | 0 | 0 | 0 | 0 | 0 | 0 | 0 | 0 | 0
Option 1: Perform Manual Neutral Integrity where UE Meters are Removed
| PV Total | 2017 | 2018 | 2019 | 2020 | 2021 | 2022 | 2023 | 2024 | 2025 | 2026 | 2027 | 2028 | 2029 | 2030 | 2031 | 2032 | 2033 | 2034 | 2035 | 2036 | 2037
Capital Costs | 1676.4331 | 0 | 82.5477 | 85.179 | 87.1678 | 88.5836 | 89.4896 | 89.9437 | 89.9984 | 89.7013 | 89.0958 | 88.2212 | 87.1133 | 85.8042 | 84.3232 | 82.6965 | 80.9479 | 79.0987 | 77.1681 | 75.1732 | 73.1294 | 71.0505
Maintenance Costs | 0 | 0 | 0 | 0 | 0 | 0 | 0 | 0 | 0 | 0 | 0 | 0 | 0 | 0 | 0 | 0 | 0 | 0 | 0 | 0 | 0 | 0
Negative Impact on Revenue (STPIS) | 0 | 0 | 0 | 0 | 0 | 0 | 0 | 0 | 0 | 0 | 0 | 0 | 0 | 0 | 0 | 0 | 0 | 0 | 0 | 0 | 0 | 0
SAIFI sustained | 0 | 0 | 0 | 0 | 0 | 0 | 0 | 0 | 0 | 0 | 0 | 0 | 0 | 0 | 0 | 0 | 0 | 0 | 0 | 0 | 0 | 0
SAIDI accidental | 0 | 0 | 0 | 0 | 0 | 0 | 0 | 0 | 0 | 0 | 0 | 0 | 0 | 0 | 0 | 0 | 0 | 0 | 0 | 0 | 0 | 0
MAIFI momentary | 0 | 0 | 0 | 0 | 0 | 0 | 0 | 0 | 0 | 0 | 0 | 0 | 0 | 0 | 0 | 0 | 0 | 0 | 0 | 0 | 0 | 0
Call centre response | 0 | 0 | 0 | 0 | 0 | 0 | 0 | 0 | 0 | 0 | 0 | 0 | 0 | 0 | 0 | 0 | 0 | 0 | 0 | 0 | 0 | 0
Network Outage Costs | 0 | 0 | 0 | 0 | 0 | 0 | 0 | 0 | 0 | 0 | 0 | 0 | 0 | 0 | 0 | 0 | 0 | 0 | 0 | 0 | 0 | 0
Loss of F Factor Benefit | 0 | 0 | 0 | 0 | 0 | 0 | 0 | 0 | 0 | 0 | 0 | 0 | 0 | 0 | 0 | 0 | 0 | 0 | 0 | 0 | 0 | 0
Neutral integrity Testing (NIT) reverted to Manual Testing 10 years after 1 December 2017 - Assume start manual NIT in 2027. | 4253.655 | 0 | 0 | 0 | 0 | 0 | 0 | 0 | 0 | 0 | 0 | 46.3548 | 521.6222 | 495.0117 | 469.9254 | 446.2878 | 423.978 | 402.9097 | 383.0028 | 364.1834 | 346.3827 | 353.9964
Ping Real Time confirmation Customer Power is on/off - Avoided LV Truck Roll Outs = $20M over 10 years, Therefore $2M p.a. Therefore utilise % to work out cost e.g. 2017 implies 499 * 2000/ (650,000 + 499). | 1360.844 | 0 | 15.9977 | 28.7595 | 39.7994 | 49.1571 | 57.0071 | 63.5242 | 68.856 | 73.138 | 76.4923 | 79.0286 | 80.8457 | 82.0326 | 82.6688 | 82.826 | 82.5682 | 81.9528 | 81.0312 | 79.8491 | 78.4474 | 76.8624
Cost 3 | 0 | 0 | 0 | 0 | 0 | 0 | 0 | 0 | 0 | 0 | 0 | 0 | 0 | 0 | 0 | 0 | 0 | 0 | 0 | 0 | 0 | 0
Cost 4 | 0 | 0 | 0 | 0 | 0 | 0 | 0 | 0 | 0 | 0 | 0 | 0 | 0 | 0 | 0 | 0 | 0 | 0 | 0 | 0 | 0 | 0
Cost 5 | 0 | 0 | 0 | 0 | 0 | 0 | 0 | 0 | 0 | 0 | 0 | 0 | 0 | 0 | 0 | 0 | 0 | 0 | 0 | 0 | 0 | 0
Risk 1 | 0 | 0 | 0 | 0 | 0 | 0 | 0 | 0 | 0 | 0 | 0 | 0 | 0 | 0 | 0 | 0 | 0 | 0 | 0 | 0 | 0 | 0
Risk 2 | 0 | 0 | 0 | 0 | 0 | 0 | 0 | 0 | 0 | 0 | 0 | 0 | 0 | 0 | 0 | 0 | 0 | 0 | 0 | 0 | 0 | 0
Risk 3 | 0 | 0 | 0 | 0 | 0 | 0 | 0 | 0 | 0 | 0 | 0 | 0 | 0 | 0 | 0 | 0 | 0 | 0 | 0 | 0 | 0 | 0
Risk 4 | 0 | 0 | 0 | 0 | 0 | 0 | 0 | 0 | 0 | 0 | 0 | 0 | 0 | 0 | 0 | 0 | 0 | 0 | 0 | 0 | 0 | 0
Risk 5 | 0 | 0 | 0 | 0 | 0 | 0 | 0 | 0 | 0 | 0 | 0 | 0 | 0 | 0 | 0 | 0 | 0 | 0 | 0 | 0 | 0 | 0
PV Total | 7290.9321 | 0 | 98.5454 | 113.9385 | 126.9672 | 137.7406 | 146.4967 | 153.4679 | 158.8544 | 162.8393 | 165.588 | 213.6047 | 689.5813 | 662.8485 | 636.9174 | 611.8103 | 587.4941 | 563.9612 | 541.2021 | 519.2057 | 497.9595 | 501.9093
Option 2: Replace / Install Network Devices
| PV Total | 2017 | 2018 | 2019 | 2020 | 2021 | 2022 | 2023 | 2024 | 2025 | 2026 | 2027 | 2028 | 2029 | 2030 | 2031 | 2032 | 2033 | 2034 | 2035 | 2036 | 2037
Capital Costs | 4013.9967 | 398.1209 | 1263.6133 | 1204.4415 | 1147.8211 | 0 | 0 | 0 | 0 | 0 | 0 | 0 | 0 | 0 | 0 | 0 | 0 | 0 | 0 | 0 | 0 | 0
Maintenance Costs | 0 | 0 | 0 | 0 | 0 | 0 | 0 | 0 | 0 | 0 | 0 | 0 | 0 | 0 | 0 | 0 | 0 | 0 | 0 | 0 | 0 | 0
Negative Impact on Revenue (STPIS) | 0 | 0 | 0 | 0 | 0 | 0 | 0 | 0 | 0 | 0 | 0 | 0 | 0 | 0 | 0 | 0 | 0 | 0 | 0 | 0 | 0 | 0
SAIFI sustained | 0 | 0 | 0 | 0 | 0 | 0 | 0 | 0 | 0 | 0 | 0 | 0 | 0 | 0 | 0 | 0 | 0 | 0 | 0 | 0 | 0 | 0
SAIDI accidental | 0 | 0 | 0 | 0 | 0 | 0 | 0 | 0 | 0 | 0 | 0 | 0 | 0 | 0 | 0 | 0 | 0 | 0 | 0 | 0 | 0 | 0
MAIFI momentary | 0 | 0 | 0 | 0 | 0 | 0 | 0 | 0 | 0 | 0 | 0 | 0 | 0 | 0 | 0 | 0 | 0 | 0 | 0 | 0 | 0 | 0
Call centre response | 0 | 0 | 0 | 0 | 0 | 0 | 0 | 0 | 0 | 0 | 0 | 0 | 0 | 0 | 0 | 0 | 0 | 0 | 0 | 0 | 0 | 0
Network Outage Costs | 0 | 0 | 0 | 0 | 0 | 0 | 0 | 0 | 0 | 0 | 0 | 0 | 0 | 0 | 0 | 0 | 0 | 0 | 0 | 0 | 0 | 0
Loss of F Factor Benefit | 0 | 0 | 0 | 0 | 0 | 0 | 0 | 0 | 0 | 0 | 0 | 0 | 0 | 0 | 0 | 0 | 0 | 0 | 0 | 0 | 0 | 0
Cost 1 | 0 | 0 | 0 | 0 | 0 | 0 | 0 | 0 | 0 | 0 | 0 | 0 | 0 | 0 | 0 | 0 | 0 | 0 | 0 | 0 | 0 | 0
Cost 2 | 0 | 0 | 0 | 0 | 0 | 0 | 0 | 0 | 0 | 0 | 0 | 0 | 0 | 0 | 0 | 0 | 0 | 0 | 0 | 0 | 0 | 0
Cost 3 | 0 | 0 | 0 | 0 | 0 | 0 | 0 | 0 | 0 | 0 | 0 | 0 | 0 | 0 | 0 | 0 | 0 | 0 | 0 | 0 | 0 | 0
Cost 4 | 0 | 0 | 0 | 0 | 0 | 0 | 0 | 0 | 0 | 0 | 0 | 0 | 0 | 0 | 0 | 0 | 0 | 0 | 0 | 0 | 0 | 0
Cost 5 | 0 | 0 | 0 | 0 | 0 | 0 | 0 | 0 | 0 | 0 | 0 | 0 | 0 | 0 | 0 | 0 | 0 | 0 | 0 | 0 | 0 | 0
Risk 1 | 0 | 0 | 0 | 0 | 0 | 0 | 0 | 0 | 0 | 0 | 0 | 0 | 0 | 0 | 0 | 0 | 0 | 0 | 0 | 0 | 0 | 0
Risk 2 | 0 | 0 | 0 | 0 | 0 | 0 | 0 | 0 | 0 | 0 | 0 | 0 | 0 | 0 | 0 | 0 | 0 | 0 | 0 | 0 | 0 | 0
Risk 3 | 0 | 0 | 0 | 0 | 0 | 0 | 0 | 0 | 0 | 0 | 0 | 0 | 0 | 0 | 0 | 0 | 0 | 0 | 0 | 0 | 0 | 0
Risk 4 | 0 | 0 | 0 | 0 | 0 | 0 | 0 | 0 | 0 | 0 | 0 | 0 | 0 | 0 | 0 | 0 | 0 | 0 | 0 | 0 | 0 | 0
Risk 5 | 0 | 0 | 0 | 0 | 0 | 0 | 0 | 0 | 0 | 0 | 0 | 0 | 0 | 0 | 0 | 0 | 0 | 0 | 0 | 0 | 0 | 0
PV Total | 4013.9967 | 398.1209 | 1263.6133 | 1204.4415 | 1147.8211 | 0 | 0 | 0 | 0 | 0 | 0 | 0 | 0 | 0 | 0 | 0 | 0 | 0 | 0 | 0 | 0 | 0
Option 3: Replace / Install 80% Network Devices, Purchase the Remaining 20% of the AMI data and Control Functionality
| PV Total | 2017 | 2018 | 2019 | 2020 | 2021 | 2022 | 2023 | 2024 | 2025 | 2026 | 2027 | 2028 | 2029 | 2030 | 2031 | 2032 | 2033 | 2034 | 2035 | 2036 | 2037
Capital Costs | 6968.5489 | 2764.8788 | 1953.9037 | 1005.8865 | 959.5721 | 17.7167 | 17.8979 | 17.9887 | 17.9997 | 17.9403 | 17.8192 | 17.6442 | 17.4227 | 17.1608 | 16.8646 | 16.5393 | 16.1896 | 15.8197 | 15.4336 | 15.0346 | 14.6259 | 14.2101
Maintenance Costs | 0 | 0 | 0 | 0 | 0 | 0 | 0 | 0 | 0 | 0 | 0 | 0 | 0 | 0 | 0 | 0 | 0 | 0 | 0 | 0 | 0 | 0
Negative Impact on Revenue (STPIS) | 0 | 0 | 0 | 0 | 0 | 0 | 0 | 0 | 0 | 0 | 0 | 0 | 0 | 0 | 0 | 0 | 0 | 0 | 0 | 0 | 0 | 0
SAIFI sustained | 0 | 0 | 0 | 0 | 0 | 0 | 0 | 0 | 0 | 0 | 0 | 0 | 0 | 0 | 0 | 0 | 0 | 0 | 0 | 0 | 0 | 0
SAIDI accidental | 0 | 0 | 0 | 0 | 0 | 0 | 0 | 0 | 0 | 0 | 0 | 0 | 0 | 0 | 0 | 0 | 0 | 0 | 0 | 0 | 0 | 0
MAIFI momentary | 0 | 0 | 0 | 0 | 0 | 0 | 0 | 0 | 0 | 0 | 0 | 0 | 0 | 0 | 0 | 0 | 0 | 0 | 0 | 0 | 0 | 0
Call centre response | 0 | 0 | 0 | 0 | 0 | 0 | 0 | 0 | 0 | 0 | 0 | 0 | 0 | 0 | 0 | 0 | 0 | 0 | 0 | 0 | 0 | 0
Network Outage Costs | 0 | 0 | 0 | 0 | 0 | 0 | 0 | 0 | 0 | 0 | 0 | 0 | 0 | 0 | 0 | 0 | 0 | 0 | 0 | 0 | 0 | 0
Loss of F Factor Benefit | 0 | 0 | 0 | 0 | 0 | 0 | 0 | 0 | 0 | 0 | 0 | 0 | 0 | 0 | 0 | 0 | 0 | 0 | 0 | 0 | 0 | 0
Need to Neutral Inegrity Test 1/5 of the services where data is acquired from non-UE Meter Data Provider | 850.731 | 0 | 0 | 0 | 0 | 0 | 0 | 0 | 0 | 0 | 0 | 9.271 | 104.3244 | 99.0023 | 93.9851 | 89.2576 | 84.7956 | 80.5819 | 76.6006 | 72.8367 | 69.2765 | 70.7993
Cost 2 | 0 | 0 | 0 | 0 | 0 | 0 | 0 | 0 | 0 | 0 | 0 | 0 | 0 | 0 | 0 | 0 | 0 | 0 | 0 | 0 | 0 | 0
Cost 3 | 0 | 0 | 0 | 0 | 0 | 0 | 0 | 0 | 0 | 0 | 0 | 0 | 0 | 0 | 0 | 0 | 0 | 0 | 0 | 0 | 0 | 0
Cost 4 | 0 | 0 | 0 | 0 | 0 | 0 | 0 | 0 | 0 | 0 | 0 | 0 | 0 | 0 | 0 | 0 | 0 | 0 | 0 | 0 | 0 | 0
Cost 5 | 0 | 0 | 0 | 0 | 0 | 0 | 0 | 0 | 0 | 0 | 0 | 0 | 0 | 0 | 0 | 0 | 0 | 0 | 0 | 0 | 0 | 0
Risk 1 | 0 | 0 | 0 | 0 | 0 | 0 | 0 | 0 | 0 | 0 | 0 | 0 | 0 | 0 | 0 | 0 | 0 | 0 | 0 | 0 | 0 | 0
Risk 2 | 0 | 0 | 0 | 0 | 0 | 0 | 0 | 0 | 0 | 0 | 0 | 0 | 0 | 0 | 0 | 0 | 0 | 0 | 0 | 0 | 0 | 0
Risk 3 | 0 | 0 | 0 | 0 | 0 | 0 | 0 | 0 | 0 | 0 | 0 | 0 | 0 | 0 | 0 | 0 | 0 | 0 | 0 | 0 | 0 | 0
Risk 4 | 0 | 0 | 0 | 0 | 0 | 0 | 0 | 0 | 0 | 0 | 0 | 0 | 0 | 0 | 0 | 0 | 0 | 0 | 0 | 0 | 0 | 0
Risk 5 | 0 | 0 | 0 | 0 | 0 | 0 | 0 | 0 | 0 | 0 | 0 | 0 | 0 | 0 | 0 | 0 | 0 | 0 | 0 | 0 | 0 | 0
PV Total | 7819.2799 | 2764.8788 | 1953.9037 | 1005.8865 | 959.5721 | 17.7167 | 17.8979 | 17.9887 | 17.9997 | 17.9403 | 17.8192 | 26.9152 | 121.7471 | 116.1632 | 110.8497 | 105.7969 | 100.9852 | 96.4017 | 92.0342 | 87.8713 | 83.9024 | 85.0094
Option 4:
| PV Total | 2017 | 2018 | 2019 | 2020 | 2021 | 2022 | 2023 | 2024 | 2025 | 2026 | 2027 | 2028 | 2029 | 2030 | 2031 | 2032 | 2033 | 2034 | 2035 | 2036 | 2037
Capital Costs | 0 | 0 | 0 | 0 | 0 | 0 | 0 | 0 | 0 | 0 | 0 | 0 | 0 | 0 | 0 | 0 | 0 | 0 | 0 | 0 | 0 | 0
Maintenance Costs | 0 | 0 | 0 | 0 | 0 | 0 | 0 | 0 | 0 | 0 | 0 | 0 | 0 | 0 | 0 | 0 | 0 | 0 | 0 | 0 | 0 | 0
Negative Impact on Revenue (STPIS) | 0 | 0 | 0 | 0 | 0 | 0 | 0 | 0 | 0 | 0 | 0 | 0 | 0 | 0 | 0 | 0 | 0 | 0 | 0 | 0 | 0 | 0
SAIFI sustained | 0 | 0 | 0 | 0 | 0 | 0 | 0 | 0 | 0 | 0 | 0 | 0 | 0 | 0 | 0 | 0 | 0 | 0 | 0 | 0 | 0 | 0
SAIDI accidental | 0 | 0 | 0 | 0 | 0 | 0 | 0 | 0 | 0 | 0 | 0 | 0 | 0 | 0 | 0 | 0 | 0 | 0 | 0 | 0 | 0 | 0
MAIFI momentary | 0 | 0 | 0 | 0 | 0 | 0 | 0 | 0 | 0 | 0 | 0 | 0 | 0 | 0 | 0 | 0 | 0 | 0 | 0 | 0 | 0 | 0
Call centre response | 0 | 0 | 0 | 0 | 0 | 0 | 0 | 0 | 0 | 0 | 0 | 0 | 0 | 0 | 0 | 0 | 0 | 0 | 0 | 0 | 0 | 0
Network Outage Costs | 0 | 0 | 0 | 0 | 0 | 0 | 0 | 0 | 0 | 0 | 0 | 0 | 0 | 0 | 0 | 0 | 0 | 0 | 0 | 0 | 0 | 0
Loss of F Factor Benefit | 0 | 0 | 0 | 0 | 0 | 0 | 0 | 0 | 0 | 0 | 0 | 0 | 0 | 0 | 0 | 0 | 0 | 0 | 0 | 0 | 0 | 0
Cost 1 | 0 | 0 | 0 | 0 | 0 | 0 | 0 | 0 | 0 | 0 | 0 | 0 | 0 | 0 | 0 | 0 | 0 | 0 | 0 | 0 | 0 | 0
Cost 2 | 0 | 0 | 0 | 0 | 0 | 0 | 0 | 0 | 0 | 0 | 0 | 0 | 0 | 0 | 0 | 0 | 0 | 0 | 0 | 0 | 0 | 0
Cost 3 | 0 | 0 | 0 | 0 | 0 | 0 | 0 | 0 | 0 | 0 | 0 | 0 | 0 | 0 | 0 | 0 | 0 | 0 | 0 | 0 | 0 | 0
Cost 4 | 0 | 0 | 0 | 0 | 0 | 0 | 0 | 0 | 0 | 0 | 0 | 0 | 0 | 0 | 0 | 0 | 0 | 0 | 0 | 0 | 0 | 0
Cost 5 | 0 | 0 | 0 | 0 | 0 | 0 | 0 | 0 | 0 | 0 | 0 | 0 | 0 | 0 | 0 | 0 | 0 | 0 | 0 | 0 | 0 | 0
Risk 1 | 0 | 0 | 0 | 0 | 0 | 0 | 0 | 0 | 0 | 0 | 0 | 0 | 0 | 0 | 0 | 0 | 0 | 0 | 0 | 0 | 0 | 0
Risk 2 | 0 | 0 | 0 | 0 | 0 | 0 | 0 | 0 | 0 | 0 | 0 | 0 | 0 | 0 | 0 | 0 | 0 | 0 | 0 | 0 | 0 | 0
Risk 3 | 0 | 0 | 0 | 0 | 0 | 0 | 0 | 0 | 0 | 0 | 0 | 0 | 0 | 0 | 0 | 0 | 0 | 0 | 0 | 0 | 0 | 0
Risk 4 | 0 | 0 | 0 | 0 | 0 | 0 | 0 | 0 | 0 | 0 | 0 | 0 | 0 | 0 | 0 | 0 | 0 | 0 | 0 | 0 | 0 | 0
Risk 5 | 0 | 0 | 0 | 0 | 0 | 0 | 0 | 0 | 0 | 0 | 0 | 0 | 0 | 0 | 0 | 0 | 0 | 0 | 0 | 0 | 0 | 0
PV Total | 0 | 0 | 0 | 0 | 0 | 0 | 0 | 0 | 0 | 0 | 0 | 0 | 0 | 0 | 0 | 0 | 0 | 0 | 0 | 0 | 0 | 0
Option 5:
| PV Total | 2017 | 2018 | 2019 | 2020 | 2021 | 2022 | 2023 | 2024 | 2025 | 2026 | 2027 | 2028 | 2029 | 2030 | 2031 | 2032 | 2033 | 2034 | 2035 | 2036 | 2037
Capital Costs | 0 | 0 | 0 | 0 | 0 | 0 | 0 | 0 | 0 | 0 | 0 | 0 | 0 | 0 | 0 | 0 | 0 | 0 | 0 | 0 | 0 | 0
Maintenance Costs | 0 | 0 | 0 | 0 | 0 | 0 | 0 | 0 | 0 | 0 | 0 | 0 | 0 | 0 | 0 | 0 | 0 | 0 | 0 | 0 | 0 | 0
Negative Impact on Revenue (STPIS) | 0 | 0 | 0 | 0 | 0 | 0 | 0 | 0 | 0 | 0 | 0 | 0 | 0 | 0 | 0 | 0 | 0 | 0 | 0 | 0 | 0 | 0
SAIFI sustained | 0 | 0 | 0 | 0 | 0 | 0 | 0 | 0 | 0 | 0 | 0 | 0 | 0 | 0 | 0 | 0 | 0 | 0 | 0 | 0 | 0 | 0
SAIDI accidental | 0 | 0 | 0 | 0 | 0 | 0 | 0 | 0 | 0 | 0 | 0 | 0 | 0 | 0 | 0 | 0 | 0 | 0 | 0 | 0 | 0 | 0
MAIFI momentary | 0 | 0 | 0 | 0 | 0 | 0 | 0 | 0 | 0 | 0 | 0 | 0 | 0 | 0 | 0 | 0 | 0 | 0 | 0 | 0 | 0 | 0
Call centre response | 0 | 0 | 0 | 0 | 0 | 0 | 0 | 0 | 0 | 0 | 0 | 0 | 0 | 0 | 0 | 0 | 0 | 0 | 0 | 0 | 0 | 0
Network Outage Costs | 0 | 0 | 0 | 0 | 0 | 0 | 0 | 0 | 0 | 0 | 0 | 0 | 0 | 0 | 0 | 0 | 0 | 0 | 0 | 0 | 0 | 0
Loss of F Factor Benefit | 0 | 0 | 0 | 0 | 0 | 0 | 0 | 0 | 0 | 0 | 0 | 0 | 0 | 0 | 0 | 0 | 0 | 0 | 0 | 0 | 0 | 0
Cost 1 | 0 | 0 | 0 | 0 | 0 | 0 | 0 | 0 | 0 | 0 | 0 | 0 | 0 | 0 | 0 | 0 | 0 | 0 | 0 | 0 | 0 | 0
Cost 2 | 0 | 0 | 0 | 0 | 0 | 0 | 0 | 0 | 0 | 0 | 0 | 0 | 0 | 0 | 0 | 0 | 0 | 0 | 0 | 0 | 0 | 0
Cost 3 | 0 | 0 | 0 | 0 | 0 | 0 | 0 | 0 | 0 | 0 | 0 | 0 | 0 | 0 | 0 | 0 | 0 | 0 | 0 | 0 | 0 | 0
Cost 4 | 0 | 0 | 0 | 0 | 0 | 0 | 0 | 0 | 0 | 0 | 0 | 0 | 0 | 0 | 0 | 0 | 0 | 0 | 0 | 0 | 0 | 0
Cost 5 | 0 | 0 | 0 | 0 | 0 | 0 | 0 | 0 | 0 | 0 | 0 | 0 | 0 | 0 | 0 | 0 | 0 | 0 | 0 | 0 | 0 | 0
Risk 1 | 0 | 0 | 0 | 0 | 0 | 0 | 0 | 0 | 0 | 0 | 0 | 0 | 0 | 0 | 0 | 0 | 0 | 0 | 0 | 0 | 0 | 0
Risk 2 | 0 | 0 | 0 | 0 | 0 | 0 | 0 | 0 | 0 | 0 | 0 | 0 | 0 | 0 | 0 | 0 | 0 | 0 | 0 | 0 | 0 | 0
Risk 3 | 0 | 0 | 0 | 0 | 0 | 0 | 0 | 0 | 0 | 0 | 0 | 0 | 0 | 0 | 0 | 0 | 0 | 0 | 0 | 0 | 0 | 0
Risk 4 | 0 | 0 | 0 | 0 | 0 | 0 | 0 | 0 | 0 | 0 | 0 | 0 | 0 | 0 | 0 | 0 | 0 | 0 | 0 | 0 | 0 | 0
Risk 5 | 0 | 0 | 0 | 0 | 0 | 0 | 0 | 0 | 0 | 0 | 0 | 0 | 0 | 0 | 0 | 0 | 0 | 0 | 0 | 0 | 0 | 0
PV Total | 0 | 0 | 0 | 0 | 0 | 0 | 0 | 0 | 0 | 0 | 0 | 0 | 0 | 0 | 0 | 0 | 0 | 0 | 0 | 0 | 0 | 0

## Version Control
Financial Evaluation Spreadsheet
Version 1.3
Authorisation Date : |  |  | 2014-11-13
Authorised By GM Asset Management
REVISION STATUS
Version | Date | Cell Address | Description | Contacts | Notes
1.0 | 2013-01-01 | n/a | Firast issue of new Capex evaluation method | Shaun Glasson
1.1 | 2013-11-25 |  | Updated STPIS reliability incentive rates as per UE value of reliability document. | Ben Hutchinson
1.2 | 2013-12-10 |  | New Business Case Output tab, designed to copy and paste values straight into BC doc | Tim Chapman
1.3 | 2014-11-13 |  | Updated STPIS reliability incentive rates as per UE value of reliability document. | Shaun Glasson
|  |  | Update version number and authorisation date | Shaun Glasson
|  |  | Change Other Opex in input sheet to Risk 1 to 5 | Shaun Glasson | becareful
|  |  | Update Business Case Output to allow risk to flow through | Shaun Glasson
|  |  | Update Business Case Output to correct Options summary | Shaun Glasson
|  |  | Update Calculations (RIT-D) sheet to remove #NUM | Shaun Glasson
|  |  | Add functionality to Sensitivities Analysis (Sheets: User Input, Calc (Sensitivities), Administrator Input) | Shaun Glasson
|  |  | Correct formulas in the Calc (Sensitivities) sheet | Shaun Glasson
|  |  | Create Optimal Timing Analysis | Shaun Glasson
|  |  | Replace Optimal Timing chart in Output | Shaun Glasson
|  |  | Format for Real $2015 assessment | David Volf
Note:
To update cell link 'User Input') to reflect the latest Version number.
Go to Version number in 'User Input'

## Administrator Input
UE
1 | Discount Rates | 2 |  | 8.67%
(To use the higher of business WACC or regulatory WACC)
| Regulatory WACC |  |  | 8.67%
(pretax Nominal WACC)
Debt
Equity
Nominal Risk Free Rate (10 Yr Bond Rate)
Debt Margin
Market Risk Premium
Utilisation of Imputation (Franking) Credits
Equity Beta
Effective Tax Rate for Equity (From Relevant Cash flows)
| Business WACC |  |  | 8.67%
(pretax Nominal WACC)
Debt
Equity
Tax Rate
10 Yr Bond Rate
Margin
Market Risk Premium
% Franked
% Value
Beta
2 | Inflation |  |  | 1.94%
3 | Negative Impact on Revenue |  |  | STPIS Period 1 | STPIS Period 2 | STPIS Period 3 | STPIS Period 4
|  |  |  | (Years 2 - 7) | (Years 8 - 13) | (Years 14 - 19) | (Year 20)
|  | SAIFI sustained ($000/interruption) |  | 20900 | 20900 | 20900 | 20900
|  | SAIDI accidental ($000/minute) |  | 300 | 300 | 300 | 300
|  | MAIFI momentary ($000/interruption) |  | 1700 | 1700 | 1700 | 1700
|  | Call centre response ($000 per 100%) |  | 161 | 161 | 161 | 161
4 | Costs in response to Network Outages |  |  | UE
|  | Cost per customer minutes off supply ($000/min) |  | 56.5
5 | Loss of F-Factor benefit
|  | Benefit per fire start avoided ($000/fire start) |  | 25
5 | Regulatory Investment Test - Distribution
5.1 |  | Value of Voluntary Load Curtailment ($/MWh) |  | 0 |  |  | Rule 5.17.1 (c) 4 (i)
5.2 |  | Value of Customer Reliability ($/kWh) |  | 56.8831 |  |  | Rule 5.17.1 (c) 4 (ii)
5.3 |  | Value of Load Transfer Capacity ($/MWh) |  | 0 |  |  | Rule 5.17.1 (c) 4 (v)
5.4 |  | Avoided Network Losses ($/MWh) |  | 35 |  |  | Rule 5.17.1 (c) 4 (vii)
|  | Discount Rate | 1 | 8.67% | 0%
7 | Sensitivities
Best Case Scenario
|  |  |  | Capex | Opex | Discount Rate | SAIDI | SAIFI | MAIFI
|  | Level 1 - lower testing threshold |  | -5% | -5% | -0.5% | 5% | 5% | 5%
|  | Level 2 - higher testing threshold |  | -10% | -10% | -1% | -10% | -10% | -10%
|  | Level 3 - User defined |  | User defined | User defined | User defined | User defined | User defined | User defined
Worst Case Scenario
|  |  |  | Capex | Opex | Discount Rate | SAIDI | SAIFI | MAIFI
|  | Level 1 - lower testing threshold |  | 5% | 5% | 0.5% | 5% | 5% | 5%
|  | Level 2 - higher testing threshold |  | 10% | 10% | 1% | -10% | -10% | -10%
|  | Level 3 - User defined |  | User defined | User defined | User defined | User defined | User defined | User defined
Note: negative signs for reduction in costs and rates
Data for Formatting
|  | Assets |  | STPIS
|  | United Energy |  | One-off (1 year only)
|  | Multinet |  | Sustained - STPIS Period 1
Sustained - STPIS Period 1+2
| Regulatory WACC (Pre-tax Nominal WACC) |  |  | Sustained - STPIS Period 1+2+3
| Business WACC (Pre-tax Nominal WACC) |  |  | Sustained - STPIS Period 1+2+3+4
Project Type
| 1 | Non-Discretionary (ESMS & other compliance) |  |  | Yes
| 2 | Non-Discretionary (customer initiated) |  |  | No
| 3 | Discretionary (asset replacement or refurbushment)
| 4 | Discretionary (augmentation and reinforcement) |  |  | Regulatory WACC
| 5 | Discretionary (non-network asset) |  |  | Business WACC